## jtemp1000_130
Type;Wanted station;#;CS;Info1;cx;Rx frequency MHz;KTBF dBm;Polar;Interferer;#;CS;Info1;Tx frequency MHz;Unwanted Pr dBm;Polar;TD dB;Cumulated TD dB;IRF dB;IRF from;XPD dB;Tx pow dBm;Tx BW kHz;Tx addloss dB;Tx losses dB;Tx antgain dB;Tx main OAA;Tx ant att dB;Rx BW kHz;Rx losses dB;Rx ant gain dB;Rx main OAA;Rx ant att dB;Distance m;Prop loss dB;Tx az;Tx tilt;Rx az;Rx tilt;Wind turbine unwanted power (dBm);Tx->Rx az;Tx->Rx tilt
Microwave (wanted);HARDING LAKE;6;1019160;AF 197439;1;7495.000000;-94;H;FT GREELY;83;AR 190764;AK;7959.200000;-130.05;V;0.00;0.00;0.0;IRF MASK;1.0;29.77;3780.00;0.00;0.00;57.00;80.17;0.00;30000.00;0.00;40.80;121.98;67.00;76816.55;189.62;222.0;11.0;0.0;-0.3;-999.0;302.0;-0.2
Microwave (wanted);HARDING LAKE;6;1019160;AF 197439;2;7645.000000;-94;H;FT GREELY;83;AR 190764;AK;7959.200000;-130.05;V;0.00;0.00;0.0;IRF MASK;1.0;29.77;3780.00;0.00;0.00;57.00;80.17;0.00;30000.00;0.00;40.80;121.98;67.00;76816.55;189.62;222.0;11.0;0.0;-0.3;-999.0;302.0;-0.2
Microwave (wanted);HARDING LAKE;6;1019160;AF 197439;2;7645.000000;-94;H;FT GREELY;84;AR 190766;AK;7961.800000;-203.21;V;0.00;0.00;0.0;IRF MASK;1.0;23.62;230.00;0.00;0.00;57.00;80.17;67.00;30000.00;0.00;40.80;121.98;67.00;76816.55;189.63;222.0;11.0;0.0;-0.3;-999.0;302.0;-0.2
Microwave (wanted);HARDING LAKE;6;1019160;AF 197439;2;7645.000000;-94;H;FT GREELY;85;AR 220303;AK;8063.000000;-208.77;V;0.00;0.00;0.0;IRF MASK;1.0;18.31;2700.00;0.00;0.00;57.00;80.17;67.00;30000.00;0.00;40.80;121.98;67.00;76816.55;189.88;222.0;11.0;0.0;-0.3;-999.0;302.0;-0.2
Microwave (wanted);HARDING LAKE;6;1019160;AF 197439;2;7645.000000;-94;H;FT GREELY;86;AR 220301;AK;8069.000000;-208.79;V;0.00;0.00;0.0;IRF MASK;1.0;18.31;2700.00;0.00;0.00;57.00;80.17;67.00;30000.00;0.00;40.80;121.98;67.00;76816.55;189.90;222.0;11.0;0.0;-0.3;-999.0;302.0;-0.2
Microwave (wanted);HARDING LAKE;6;1019160;AF 197439;2;7645.000000;-94;H;FT GREELY;87;AR 220306;AK;8077.993000;-208.81;V;0.00;0.00;0.0;IRF MASK;1.0;18.31;2700.00;0.00;0.00;57.00;80.17;67.00;30000.00;0.00;40.80;121.98;67.00;76816.55;189.92;222.0;11.0;0.0;-0.3;-999.0;302.0;-0.2
Microwave (wanted);HARDING LAKE;6;1019160;AF 197439;2;7645.000000;-94;H;FT GREELY;88;AR 210728;AK;8102.400000;-205.87;V;0.00;0.00;0.0;IRF MASK;1.0;21.31;2700.00;0.00;0.00;58.00;131.55;68.00;30000.00;0.00;40.80;121.98;67.00;76816.55;189.98;168.0;17.0;0.0;-0.3;-999.0;302.0;-0.2
Microwave (wanted);HARDING LAKE;6;1019160;AF 197439;2;7645.000000;-94;H;FT GREELY;99;AR 220302;AK;8066.000000;-208.78;V;0.00;0.00;0.0;IRF MASK;1.0;18.31;2700.00;0.00;0.00;57.00;80.17;67.00;30000.00;0.00;40.80;121.98;67.00;76816.55;189.89;222.0;11.0;0.0;-0.3;-999.0;302.0;-0.2
Microwave (wanted);HARDING LAKE;6;1019160;AF 197439;2;7645.000000;-94;H;FT GREELY;100;AR 220316;AK;8072.000000;-208.79;V;0.00;0.00;0.0;IRF MASK;1.0;18.31;2700.00;0.00;0.00;57.00;80.17;67.00;30000.00;0.00;40.80;121.98;67.00;76816.55;189.91;222.0;11.0;0.0;-0.3;-999.0;302.0;-0.2
Microwave (wanted);HARDING LAKE;6;1019160;AF 197439;2;7645.000000;-94;H;FT GREELY;101;AR 220305;AK;8075.000000;-208.80;V;0.00;0.00;0.0;IRF MASK;1.0;18.31;2700.00;0.00;0.00;57.00;80.17;67.00;30000.00;0.00;40.80;121.98;67.00;76816.55;189.91;222.0;11.0;0.0;-0.3;-999.0;302.0;-0.2
Microwave (wanted);HARDING LAKE;6;1019160;AF 197439;2;7645.000000;-94;H;FT GREELY;102;AR 210726;AK;8099.400000;-205.86;V;0.00;0.00;0.0;IRF MASK;1.0;21.31;2700.00;0.00;0.00;58.00;131.55;68.00;30000.00;0.00;40.80;121.98;67.00;76816.55;189.97;168.0;17.0;0.0;-0.3;-999.0;302.0;-0.2
Microwave (wanted);HARDING LAKE;7;1019161;AF 197442;1;7705.000000;-94;V;FT GREELY;83;AR 190764;AK;7959.200000;-96.69;V;1.87;1.87;0.0;IRF MASK;0.0;29.77;3780.00;0.00;0.00;57.00;80.17;0.00;30000.00;0.00;40.80;20.88;34.68;76816.55;189.59;222.0;11.0;142.9;-0.5;-999.0;302.0;-0.2
Microwave (wanted);HARDING LAKE;7;1019161;AF 197442;1;7705.000000;-94;V;FT GREELY;84;AR 190766;AK;7961.800000;-169.86;V;0.00;1.87;0.0;IRF MASK;0.0;23.62;230.00;0.00;0.00;57.00;80.17;67.00;30000.00;0.00;40.80;20.88;34.68;76816.55;189.60;222.0;11.0;142.9;-0.5;-999.0;302.0;-0.2
Microwave (wanted);HARDING LAKE;7;1019161;AF 197442;1;7705.000000;-94;V;FT GREELY;85;AR 220303;AK;8063.000000;-175.41;V;0.00;1.87;0.0;IRF MASK;0.0;18.31;2700.00;0.00;0.00;57.00;80.17;67.00;30000.00;0.00;40.80;20.88;34.68;76816.55;189.85;222.0;11.0;142.9;-0.5;-999.0;302.0;-0.2
Microwave (wanted);HARDING LAKE;7;1019161;AF 197442;1;7705.000000;-94;V;FT GREELY;86;AR 220301;AK;8069.000000;-175.43;V;0.00;1.87;0.0;IRF MASK;0.0;18.31;2700.00;0.00;0.00;57.00;80.17;67.00;30000.00;0.00;40.80;20.88;34.68;76816.55;189.87;222.0;11.0;142.9;-0.5;-999.0;302.0;-0.2
Microwave (wanted);HARDING LAKE;7;1019161;AF 197442;1;7705.000000;-94;V;FT GREELY;87;AR 220306;AK;8077.993000;-175.45;V;0.00;1.87;0.0;IRF MASK;0.0;18.31;2700.00;0.00;0.00;57.00;80.17;67.00;30000.00;0.00;40.80;20.88;34.68;76816.55;189.89;222.0;11.0;142.9;-0.5;-999.0;302.0;-0.2
Microwave (wanted);HARDING LAKE;7;1019161;AF 197442;1;7705.000000;-94;V;FT GREELY;88;AR 210728;AK;8102.400000;-172.51;V;0.00;1.87;0.0;IRF MASK;0.0;21.31;2700.00;0.00;0.00;58.00;131.55;68.00;30000.00;0.00;40.80;20.88;34.68;76816.55;189.95;168.0;17.0;142.9;-0.5;-999.0;302.0;-0.2
Microwave (wanted);HARDING LAKE;7;1019161;AF 197442;1;7705.000000;-94;V;FT GREELY;89;AR 210705;AK;8120.800000;-172.56;V;0.00;1.87;0.0;IRF MASK;0.0;21.31;2700.00;0.00;0.00;58.00;131.55;68.00;30000.00;0.00;40.80;20.88;34.68;76816.55;189.99;168.0;17.0;142.9;-0.5;-999.0;302.0;-0.2
Microwave (wanted);HARDING LAKE;7;1019161;AF 197442;1;7705.000000;-94;V;FT GREELY;90;AR 210703;AK;8128.433000;-172.58;V;0.00;1.87;0.0;IRF MASK;0.0;21.31;2700.00;0.00;0.00;58.00;131.55;68.00;30000.00;0.00;40.80;20.88;34.68;76816.55;190.01;168.0;17.0;142.9;-0.5;-999.0;302.0;-0.2
Microwave (wanted);HARDING LAKE;7;1019161;AF 197442;1;7705.000000;-94;V;FT GREELY;91;AR 210707;AK;8130.658000;-175.59;V;0.00;1.87;0.0;IRF MASK;0.0;18.30;1350.00;0.00;0.00;58.00;131.55;68.00;30000.00;0.00;40.80;20.88;34.68;76816.55;190.02;168.0;17.0;142.9;-0.5;-999.0;302.0;-0.2
Microwave (wanted);HARDING LAKE;7;1019161;AF 197442;1;7705.000000;-94;V;FT GREELY;99;AR 220302;AK;8066.000000;-175.42;V;0.00;1.87;0.0;IRF MASK;0.0;18.31;2700.00;0.00;0.00;57.00;80.17;67.00;30000.00;0.00;40.80;20.88;34.68;76816.55;189.86;222.0;11.0;142.9;-0.5;-999.0;302.0;-0.2
Microwave (wanted);HARDING LAKE;7;1019161;AF 197442;1;7705.000000;-94;V;FT GREELY;100;AR 220316;AK;8072.000000;-175.44;V;0.00;1.87;0.0;IRF MASK;0.0;18.31;2700.00;0.00;0.00;57.00;80.17;67.00;30000.00;0.00;40.80;20.88;34.68;76816.55;189.87;222.0;11.0;142.9;-0.5;-999.0;302.0;-0.2
Microwave (wanted);HARDING LAKE;7;1019161;AF 197442;1;7705.000000;-94;V;FT GREELY;101;AR 220305;AK;8075.000000;-175.44;V;0.00;1.87;0.0;IRF MASK;0.0;18.31;2700.00;0.00;0.00;57.00;80.17;67.00;30000.00;0.00;40.80;20.88;34.68;76816.55;189.88;222.0;11.0;142.9;-0.5;-999.0;302.0;-0.2
Microwave (wanted);HARDING LAKE;7;1019161;AF 197442;1;7705.000000;-94;V;FT GREELY;102;AR 210726;AK;8099.400000;-172.50;V;0.00;1.87;0.0;IRF MASK;0.0;21.31;2700.00;0.00;0.00;58.00;131.55;68.00;30000.00;0.00;40.80;20.88;34.68;76816.55;189.94;168.0;17.0;142.9;-0.5;-999.0;302.0;-0.2
Microwave (wanted);HARDING LAKE;7;1019161;AF 197442;1;7705.000000;-94;V;FT GREELY;103;AR 210704;AK;8117.800000;-172.55;V;0.00;1.87;0.0;IRF MASK;0.0;21.31;2700.00;0.00;0.00;58.00;131.55;68.00;30000.00;0.00;40.80;20.88;34.68;76816.55;189.99;168.0;17.0;142.9;-0.5;-999.0;302.0;-0.2
Microwave (wanted);HARDING LAKE;7;1019161;AF 197442;1;7705.000000;-94;V;FT GREELY;104;AR 220300;AK;8121.632000;-178.02;V;0.00;1.87;0.0;IRF MASK;0.0;15.85;3850.00;0.00;0.00;57.00;80.17;67.00;30000.00;0.00;40.80;20.88;34.68;76816.55;190.00;222.0;11.0;142.9;-0.5;-999.0;302.0;-0.2
Microwave (wanted);HARDING LAKE;7;1019161;AF 197442;1;7705.000000;-94;V;FT GREELY;105;AR 210706;AK;8123.800000;-172.56;V;0.00;1.87;0.0;IRF MASK;0.0;21.31;2700.00;0.00;0.00;58.00;131.55;68.00;30000.00;0.00;40.80;20.88;34.68;76816.55;190.00;168.0;17.0;142.9;-0.5;-999.0;302.0;-0.2
Microwave (wanted);HARDING LAKE;7;1019161;AF 197442;2;8455.000000;-94;V;FT GREELY;85;AR 220303;AK;8063.000000;-175.41;V;0.00;0.00;0.0;IRF MASK;0.0;18.31;2700.00;0.00;0.00;57.00;80.17;67.00;30000.00;0.00;40.80;20.88;34.68;76816.55;189.85;222.0;11.0;142.9;-0.5;-999.0;302.0;-0.2
Microwave (wanted);HARDING LAKE;7;1019161;AF 197442;2;8455.000000;-94;V;FT GREELY;86;AR 220301;AK;8069.000000;-175.43;V;0.00;0.00;0.0;IRF MASK;0.0;18.31;2700.00;0.00;0.00;57.00;80.17;67.00;30000.00;0.00;40.80;20.88;34.68;76816.55;189.87;222.0;11.0;142.9;-0.5;-999.0;302.0;-0.2
Microwave (wanted);HARDING LAKE;7;1019161;AF 197442;2;8455.000000;-94;V;FT GREELY;87;AR 220306;AK;8077.993000;-175.45;V;0.00;0.00;0.0;IRF MASK;0.0;18.31;2700.00;0.00;0.00;57.00;80.17;67.00;30000.00;0.00;40.80;20.88;34.68;76816.55;189.89;222.0;11.0;142.9;-0.5;-999.0;302.0;-0.2
Microwave (wanted);HARDING LAKE;7;1019161;AF 197442;2;8455.000000;-94;V;FT GREELY;88;AR 210728;AK;8102.400000;-172.51;V;0.00;0.00;0.0;IRF MASK;0.0;21.31;2700.00;0.00;0.00;58.00;131.55;68.00;30000.00;0.00;40.80;20.88;34.68;76816.55;189.95;168.0;17.0;142.9;-0.5;-999.0;302.0;-0.2
Microwave (wanted);HARDING LAKE;7;1019161;AF 197442;2;8455.000000;-94;V;FT GREELY;89;AR 210705;AK;8120.800000;-172.56;V;0.00;0.00;0.0;IRF MASK;0.0;21.31;2700.00;0.00;0.00;58.00;131.55;68.00;30000.00;0.00;40.80;20.88;34.68;76816.55;189.99;168.0;17.0;142.9;-0.5;-999.0;302.0;-0.2
Microwave (wanted);HARDING LAKE;7;1019161;AF 197442;2;8455.000000;-94;V;FT GREELY;90;AR 210703;AK;8128.433000;-172.58;V;0.00;0.00;0.0;IRF MASK;0.0;21.31;2700.00;0.00;0.00;58.00;131.55;68.00;30000.00;0.00;40.80;20.88;34.68;76816.55;190.01;168.0;17.0;142.9;-0.5;-999.0;302.0;-0.2
Microwave (wanted);HARDING LAKE;7;1019161;AF 197442;2;8455.000000;-94;V;FT GREELY;91;AR 210707;AK;8130.658000;-175.59;V;0.00;0.00;0.0;IRF MASK;0.0;18.30;1350.00;0.00;0.00;58.00;131.55;68.00;30000.00;0.00;40.80;20.88;34.68;76816.55;190.02;168.0;17.0;142.9;-0.5;-999.0;302.0;-0.2
Microwave (wanted);HARDING LAKE;7;1019161;AF 197442;2;8455.000000;-94;V;FT GREELY;92;AR 220317;AK;8287.250000;-183.66;V;0.00;0.00;0.0;IRF MASK;0.0;10.62;230.00;0.00;0.00;57.00;131.55;67.00;30000.00;0.00;40.80;20.88;34.68;76816.55;190.40;168.0;17.0;142.9;-0.5;-999.0;302.0;-0.2
Microwave (wanted);HARDING LAKE;7;1019161;AF 197442;2;8455.000000;-94;V;FT GREELY;93;AR 170800;AK;8293.168000;-168.95;V;0.00;0.00;0.0;IRF MASK;0.0;25.34;859.48;0.00;0.00;57.00;80.17;67.00;30000.00;0.00;40.80;20.88;34.68;76816.55;190.42;222.0;11.0;142.9;-0.5;-999.0;302.0;-0.2
Microwave (wanted);HARDING LAKE;7;1019161;AF 197442;2;8455.000000;-94;V;FT GREELY;94;AR 170798;AK;8294.177000;-171.61;V;0.00;0.00;0.0;IRF MASK;0.0;22.68;738.49;0.00;0.00;57.00;80.17;67.00;30000.00;0.00;40.80;20.88;34.68;76816.55;190.42;222.0;11.0;142.9;-0.5;-999.0;302.0;-0.2
Microwave (wanted);HARDING LAKE;7;1019161;AF 197442;2;8455.000000;-94;V;CLEAR;95;AF 210304;AK;8319.123000;-196.66;V;0.00;0.00;0.0;IRF MASK;0.0;20.94;4940.00;0.00;0.00;58.00;86.25;68.00;30000.00;0.00;40.80;115.07;67.00;108768.84;181.40;164.0;17.0;142.9;-0.5;-999.0;77.9;-0.2
Microwave (wanted);HARDING LAKE;7;1019161;AF 197442;2;8455.000000;-94;V;CLEAR;96;AF 210302;AK;8323.000000;-199.64;V;0.00;0.00;0.0;IRF MASK;0.0;17.86;968.47;0.00;0.00;58.00;85.80;68.00;30000.00;0.00;40.80;115.55;67.00;108415.24;181.30;164.0;17.0;142.9;-0.5;-999.0;78.4;-0.2
Microwave (wanted);HARDING LAKE;7;1019161;AF 197442;2;8455.000000;-94;V;CLEAR;97;AF 210305;AK;8328.250000;-193.74;V;0.00;0.00;0.0;IRF MASK;0.0;23.88;1940.00;0.00;0.00;58.00;86.25;68.00;30000.00;0.00;40.80;115.07;67.00;108768.84;181.42;164.0;17.0;142.9;-0.5;-999.0;77.9;-0.2
Microwave (wanted);HARDING LAKE;7;1019161;AF 197442;2;8455.000000;-94;V;FT GREELY;98;AR 190738;AK;8330.854000;-164.84;V;0.00;0.00;0.0;IRF MASK;0.0;29.54;2260.00;0.00;0.00;58.00;131.55;68.00;30000.00;0.00;40.80;20.88;34.68;76816.55;190.51;168.0;17.0;142.9;-0.5;-999.0;302.0;-0.2
Microwave (wanted);HARDING LAKE;7;1019161;AF 197442;2;8455.000000;-94;V;FT GREELY;99;AR 220302;AK;8066.000000;-175.42;V;0.00;0.00;0.0;IRF MASK;0.0;18.31;2700.00;0.00;0.00;57.00;80.17;67.00;30000.00;0.00;40.80;20.88;34.68;76816.55;189.86;222.0;11.0;142.9;-0.5;-999.0;302.0;-0.2
Microwave (wanted);HARDING LAKE;7;1019161;AF 197442;2;8455.000000;-94;V;FT GREELY;100;AR 220316;AK;8072.000000;-175.44;V;0.00;0.00;0.0;IRF MASK;0.0;18.31;2700.00;0.00;0.00;57.00;80.17;67.00;30000.00;0.00;40.80;20.88;34.68;76816.55;189.87;222.0;11.0;142.9;-0.5;-999.0;302.0;-0.2
Microwave (wanted);HARDING LAKE;7;1019161;AF 197442;2;8455.000000;-94;V;FT GREELY;101;AR 220305;AK;8075.000000;-175.44;V;0.00;0.00;0.0;IRF MASK;0.0;18.31;2700.00;0.00;0.00;57.00;80.17;67.00;30000.00;0.00;40.80;20.88;34.68;76816.55;189.88;222.0;11.0;142.9;-0.5;-999.0;302.0;-0.2
Microwave (wanted);HARDING LAKE;7;1019161;AF 197442;2;8455.000000;-94;V;FT GREELY;102;AR 210726;AK;8099.400000;-172.50;V;0.00;0.00;0.0;IRF MASK;0.0;21.31;2700.00;0.00;0.00;58.00;131.55;68.00;30000.00;0.00;40.80;20.88;34.68;76816.55;189.94;168.0;17.0;142.9;-0.5;-999.0;302.0;-0.2
Microwave (wanted);HARDING LAKE;7;1019161;AF 197442;2;8455.000000;-94;V;FT GREELY;103;AR 210704;AK;8117.800000;-172.55;V;0.00;0.00;0.0;IRF MASK;0.0;21.31;2700.00;0.00;0.00;58.00;131.55;68.00;30000.00;0.00;40.80;20.88;34.68;76816.55;189.99;168.0;17.0;142.9;-0.5;-999.0;302.0;-0.2
Microwave (wanted);HARDING LAKE;7;1019161;AF 197442;2;8455.000000;-94;V;FT GREELY;104;AR 220300;AK;8121.632000;-178.02;V;0.00;0.00;0.0;IRF MASK;0.0;15.85;3850.00;0.00;0.00;57.00;80.17;67.00;30000.00;0.00;40.80;20.88;34.68;76816.55;190.00;222.0;11.0;142.9;-0.5;-999.0;302.0;-0.2
Microwave (wanted);HARDING LAKE;7;1019161;AF 197442;2;8455.000000;-94;V;FT GREELY;105;AR 210706;AK;8123.800000;-172.56;V;0.00;0.00;0.0;IRF MASK;0.0;21.31;2700.00;0.00;0.00;58.00;131.55;68.00;30000.00;0.00;40.80;20.88;34.68;76816.55;190.00;168.0;17.0;142.9;-0.5;-999.0;302.0;-0.2
Microwave (wanted);HARDING LAKE;7;1019161;AF 197442;2;8455.000000;-94;V;FT GREELY;106;AR 190747;AK;8294.396000;-168.75;V;0.00;0.00;0.0;IRF MASK;0.0;25.54;2260.00;0.00;0.00;57.00;131.55;67.00;30000.00;0.00;40.80;20.88;34.68;76816.55;190.42;168.0;17.0;142.9;-0.5;-999.0;302.0;-0.2
Microwave (wanted);HARDING LAKE;7;1019161;AF 197442;2;8455.000000;-94;V;FT GREELY;107;AR 200735;AK;8325.676000;-163.49;V;0.00;0.00;0.0;IRF MASK;0.0;30.88;1940.00;0.00;0.00;58.00;131.55;68.00;30000.00;0.00;40.80;20.88;34.68;76816.55;190.49;168.0;17.0;142.9;-0.5;-999.0;302.0;-0.2
Microwave (wanted);DONNELLY DOME;8;1019161;AF 197443;2;8095.000000;-94;V;FT GREELY;83;AR 190764;AK;7959.200000;-49.10;V;44.90;44.90;0.0;IRF MASK;0.0;29.77;3780.00;0.00;0.00;57.00;32.28;0.00;30000.00;0.00;40.80;48.24;40.74;22668.19;135.94;222.0;11.0;322.9;-0.8;-999.0;191.1;1.2
Microwave (wanted);DONNELLY DOME;8;1019161;AF 197443;2;8095.000000;-94;V;FT GREELY;84;AR 190766;AK;7961.800000;-117.98;V;0.02;44.90;0.0;IRF MASK;0.0;23.62;230.00;0.00;0.00;57.00;32.28;62.72;30000.00;0.00;40.80;48.24;40.74;22668.19;135.94;222.0;11.0;322.9;-0.8;-999.0;191.1;1.2
Microwave (wanted);DONNELLY DOME;8;1019161;AF 197443;2;8095.000000;-94;V;FT GREELY;85;AR 220303;AK;8063.000000;-123.39;V;0.00;44.90;0.0;IRF MASK;0.0;18.31;2700.00;0.00;0.00;57.00;32.28;62.72;30000.00;0.00;40.80;48.24;40.74;22668.19;136.05;222.0;11.0;322.9;-0.8;-999.0;191.1;1.2
Microwave (wanted);DONNELLY DOME;8;1019161;AF 197443;2;8095.000000;-94;V;FT GREELY;86;AR 220301;AK;8069.000000;-123.40;V;0.00;44.90;0.0;IRF MASK;0.0;18.31;2700.00;0.00;0.00;57.00;32.28;62.72;30000.00;0.00;40.80;48.24;40.74;22668.19;136.05;222.0;11.0;322.9;-0.8;-999.0;191.1;1.2
Microwave (wanted);DONNELLY DOME;8;1019161;AF 197443;2;8095.000000;-94;V;FT GREELY;87;AR 220306;AK;8077.993000;-123.41;V;0.00;44.90;0.0;IRF MASK;0.0;18.31;2700.00;0.00;0.00;57.00;32.28;62.72;30000.00;0.00;40.80;48.24;40.74;22668.19;136.06;222.0;11.0;322.9;-0.8;-999.0;191.1;1.2
Microwave (wanted);DONNELLY DOME;8;1019161;AF 197443;2;8095.000000;-94;V;FT GREELY;88;AR 210728;AK;8102.400000;-118.79;V;0.01;44.90;-0.0;IRF MASK;0.0;21.31;2700.00;0.00;0.00;58.00;27.74;62.08;30000.00;0.00;40.80;48.24;40.74;22668.19;136.09;168.0;17.0;322.9;-0.8;-999.0;191.1;1.2
Microwave (wanted);DONNELLY DOME;8;1019161;AF 197443;2;8095.000000;-94;V;FT GREELY;89;AR 210705;AK;8120.800000;-118.81;V;0.01;44.90;0.0;IRF MASK;0.0;21.31;2700.00;0.00;0.00;58.00;27.74;62.08;30000.00;0.00;40.80;48.24;40.74;22668.19;136.11;168.0;17.0;322.9;-0.8;-999.0;191.1;1.2
Microwave (wanted);DONNELLY DOME;8;1019161;AF 197443;2;8095.000000;-94;V;FT GREELY;90;AR 210703;AK;8128.433000;-118.82;V;0.01;44.90;0.0;IRF MASK;0.0;21.31;2700.00;0.00;0.00;58.00;27.74;62.08;30000.00;0.00;40.80;48.24;40.74;22668.19;136.12;168.0;17.0;322.9;-0.8;-999.0;191.1;1.2
Microwave (wanted);DONNELLY DOME;8;1019161;AF 197443;2;8095.000000;-94;V;FT GREELY;91;AR 210707;AK;8130.658000;-121.83;V;0.01;44.90;0.0;IRF MASK;0.0;18.30;1350.00;0.00;0.00;58.00;27.74;62.08;30000.00;0.00;40.80;48.24;40.74;22668.19;136.12;168.0;17.0;322.9;-0.8;-999.0;191.1;1.2
Microwave (wanted);DONNELLY DOME;8;1019161;AF 197443;2;8095.000000;-94;V;FT GREELY;92;AR 220317;AK;8287.250000;-129.68;V;0.00;44.90;0.0;IRF MASK;0.0;10.62;230.00;0.00;0.00;57.00;27.74;61.08;30000.00;0.00;40.80;48.24;40.74;22668.19;136.28;168.0;17.0;322.9;-0.8;-999.0;191.1;1.2
Microwave (wanted);DONNELLY DOME;8;1019161;AF 197443;2;8095.000000;-94;V;FT GREELY;93;AR 170800;AK;8293.168000;-116.61;V;0.02;44.90;0.0;IRF MASK;0.0;25.34;859.48;0.00;0.00;57.00;32.28;62.72;30000.00;0.00;40.80;48.24;40.74;22668.19;136.29;222.0;11.0;322.9;-0.8;-999.0;191.1;1.2
Microwave (wanted);DONNELLY DOME;8;1019161;AF 197443;2;8095.000000;-94;V;FT GREELY;94;AR 170798;AK;8294.177000;-119.27;V;0.01;44.90;0.0;IRF MASK;0.0;22.68;738.49;0.00;0.00;57.00;32.28;62.72;30000.00;0.00;40.80;48.24;40.74;22668.19;136.29;222.0;11.0;322.9;-0.8;-999.0;191.1;1.2
Microwave (wanted);DONNELLY DOME;8;1019161;AF 197443;2;8095.000000;-94;V;CLEAR;95;AF 210304;AK;8319.123000;-201.94;V;0.00;44.90;0.0;IRF MASK;0.0;20.94;4940.00;0.00;0.00;58.00;61.95;68.00;30000.00;0.00;40.80;39.34;38.65;171919.58;215.03;164.0;17.0;322.9;-0.8;-999.0;103.5;-0.3
Microwave (wanted);DONNELLY DOME;8;1019161;AF 197443;2;8095.000000;-94;V;CLEAR;96;AF 210302;AK;8323.000000;-201.30;V;0.00;44.90;0.0;IRF MASK;0.0;17.86;968.47;0.00;0.00;58.00;61.65;68.00;30000.00;0.00;40.80;39.02;38.59;171990.98;211.37;164.0;17.0;322.9;-0.8;-999.0;103.8;-0.3
Microwave (wanted);DONNELLY DOME;8;1019161;AF 197443;2;8095.000000;-94;V;CLEAR;97;AF 210305;AK;8328.250000;-199.02;V;0.00;44.90;0.0;IRF MASK;0.0;23.88;1940.00;0.00;0.00;58.00;61.95;68.00;30000.00;0.00;40.80;39.34;38.65;171919.58;215.05;164.0;17.0;322.9;-0.8;-999.0;103.5;-0.3
Microwave (wanted);DONNELLY DOME;8;1019161;AF 197443;2;8095.000000;-94;V;FT GREELY;98;AR 190738;AK;8330.854000;-110.80;V;0.09;44.90;0.0;IRF MASK;0.0;29.54;2260.00;0.00;0.00;58.00;27.74;62.08;30000.00;0.00;40.80;48.24;40.74;22668.19;136.33;168.0;17.0;322.9;-0.8;-999.0;191.1;1.2
Microwave (wanted);DONNELLY DOME;8;1019161;AF 197443;2;8095.000000;-94;V;FT GREELY;99;AR 220302;AK;8066.000000;-123.40;V;0.00;44.90;0.0;IRF MASK;0.0;18.31;2700.00;0.00;0.00;57.00;32.28;62.72;30000.00;0.00;40.80;48.24;40.74;22668.19;136.05;222.0;11.0;322.9;-0.8;-999.0;191.1;1.2
Microwave (wanted);DONNELLY DOME;8;1019161;AF 197443;2;8095.000000;-94;V;FT GREELY;100;AR 220316;AK;8072.000000;-123.40;V;0.00;44.90;0.0;IRF MASK;0.0;18.31;2700.00;0.00;0.00;57.00;32.28;62.72;30000.00;0.00;40.80;48.24;40.74;22668.19;136.06;222.0;11.0;322.9;-0.8;-999.0;191.1;1.2
Microwave (wanted);DONNELLY DOME;8;1019161;AF 197443;2;8095.000000;-94;V;FT GREELY;101;AR 220305;AK;8075.000000;-123.41;V;0.00;44.90;0.0;IRF MASK;0.0;18.31;2700.00;0.00;0.00;57.00;32.28;62.72;30000.00;0.00;40.80;48.24;40.74;22668.19;136.06;222.0;11.0;322.9;-0.8;-999.0;191.1;1.2
Microwave (wanted);DONNELLY DOME;8;1019161;AF 197443;2;8095.000000;-94;V;FT GREELY;102;AR 210726;AK;8099.400000;-118.79;V;0.01;44.90;-0.0;IRF MASK;0.0;21.31;2700.00;0.00;0.00;58.00;27.74;62.08;30000.00;0.00;40.80;48.24;40.74;22668.19;136.09;168.0;17.0;322.9;-0.8;-999.0;191.1;1.2
Microwave (wanted);DONNELLY DOME;8;1019161;AF 197443;2;8095.000000;-94;V;FT GREELY;103;AR 210704;AK;8117.800000;-118.81;V;0.01;44.90;0.0;IRF MASK;0.0;21.31;2700.00;0.00;0.00;58.00;27.74;62.08;30000.00;0.00;40.80;48.24;40.74;22668.19;136.11;168.0;17.0;322.9;-0.8;-999.0;191.1;1.2
Microwave (wanted);DONNELLY DOME;8;1019161;AF 197443;2;8095.000000;-94;V;FT GREELY;104;AR 220300;AK;8121.632000;-125.91;V;0.00;44.90;0.0;IRF MASK;0.0;15.85;3850.00;0.00;0.00;57.00;32.28;62.72;30000.00;0.00;40.80;48.24;40.74;22668.19;136.11;222.0;11.0;322.9;-0.8;-999.0;191.1;1.2
Microwave (wanted);DONNELLY DOME;8;1019161;AF 197443;2;8095.000000;-94;V;FT GREELY;105;AR 210706;AK;8123.800000;-118.81;V;0.01;44.90;0.0;IRF MASK;0.0;21.31;2700.00;0.00;0.00;58.00;27.74;62.08;30000.00;0.00;40.80;48.24;40.74;22668.19;136.11;168.0;17.0;322.9;-0.8;-999.0;191.1;1.2
Microwave (wanted);DONNELLY DOME;8;1019161;AF 197443;2;8095.000000;-94;V;FT GREELY;106;AR 190747;AK;8294.396000;-114.76;V;0.04;44.90;0.0;IRF MASK;0.0;25.54;2260.00;0.00;0.00;57.00;27.74;61.08;30000.00;0.00;40.80;48.24;40.74;22668.19;136.29;168.0;17.0;322.9;-0.8;-999.0;191.1;1.2
Microwave (wanted);DONNELLY DOME;8;1019161;AF 197443;2;8095.000000;-94;V;FT GREELY;107;AR 200735;AK;8325.676000;-109.46;V;0.12;44.90;0.0;IRF MASK;0.0;30.88;1940.00;0.00;0.00;58.00;27.74;62.08;30000.00;0.00;40.80;48.24;40.74;22668.19;136.32;168.0;17.0;322.9;-0.8;-999.0;191.1;1.2
Microwave (wanted);PAXSON;9;1019162;AF 197446;1;7765.000000;-94;V;FT GREELY;83;AR 190764;AK;7959.200000;-180.52;V;0.00;0.00;0.0;IRF MASK;0.0;29.77;3780.00;0.00;0.00;57.00;56.24;0.00;30000.00;0.00;40.80;76.48;55.70;113753.77;252.39;222.0;11.0;270.0;-0.4;-999.0;166.5;-0.0
Microwave (wanted);PAXSON;9;1019162;AF 197446;1;7765.000000;-94;V;FT GREELY;84;AR 190766;AK;7961.800000;-253.68;V;0.00;0.00;0.0;IRF MASK;0.0;23.62;230.00;0.00;0.00;57.00;56.24;67.00;30000.00;0.00;40.80;76.48;55.70;113753.77;252.40;222.0;11.0;270.0;-0.4;-999.0;166.5;-0.0
Microwave (wanted);PAXSON;9;1019162;AF 197446;1;7765.000000;-94;V;FT GREELY;85;AR 220303;AK;8063.000000;-259.32;V;0.00;0.00;0.0;IRF MASK;0.0;18.31;2700.00;0.00;0.00;57.00;56.24;67.00;30000.00;0.00;40.80;76.48;55.70;113753.77;252.73;222.0;11.0;270.0;-0.4;-999.0;166.5;-0.0
Microwave (wanted);PAXSON;9;1019162;AF 197446;1;7765.000000;-94;V;FT GREELY;86;AR 220301;AK;8069.000000;-259.33;V;0.00;0.00;0.0;IRF MASK;0.0;18.31;2700.00;0.00;0.00;57.00;56.24;67.00;30000.00;0.00;40.80;76.48;55.70;113753.77;252.75;222.0;11.0;270.0;-0.4;-999.0;166.5;-0.0
Microwave (wanted);PAXSON;9;1019162;AF 197446;1;7765.000000;-94;V;FT GREELY;87;AR 220306;AK;8077.993000;-259.36;V;0.00;0.00;0.0;IRF MASK;0.0;18.31;2700.00;0.00;0.00;57.00;56.24;67.00;30000.00;0.00;40.80;76.48;55.70;113753.77;252.78;222.0;11.0;270.0;-0.4;-999.0;166.5;-0.0
Microwave (wanted);PAXSON;9;1019162;AF 197446;1;7765.000000;-94;V;FT GREELY;88;AR 210728;AK;8102.400000;-245.25;V;0.00;0.00;0.0;IRF MASK;0.0;21.31;2700.00;0.00;0.00;58.00;17.07;56.81;30000.00;0.00;40.80;76.48;55.70;113753.77;252.85;168.0;17.0;270.0;-0.4;-999.0;166.5;-0.0
Microwave (wanted);PAXSON;9;1019162;AF 197446;1;7765.000000;-94;V;FT GREELY;89;AR 210705;AK;8120.800000;-245.31;V;0.00;0.00;0.0;IRF MASK;0.0;21.31;2700.00;0.00;0.00;58.00;17.07;56.81;30000.00;0.00;40.80;76.48;55.70;113753.77;252.91;168.0;17.0;270.0;-0.4;-999.0;166.5;-0.0
Microwave (wanted);PAXSON;9;1019162;AF 197446;1;7765.000000;-94;V;FT GREELY;90;AR 210703;AK;8128.433000;-245.33;V;0.00;0.00;0.0;IRF MASK;0.0;21.31;2700.00;0.00;0.00;58.00;17.07;56.81;30000.00;0.00;40.80;76.48;55.70;113753.77;252.94;168.0;17.0;270.0;-0.4;-999.0;166.5;-0.0
Microwave (wanted);PAXSON;9;1019162;AF 197446;1;7765.000000;-94;V;FT GREELY;91;AR 210707;AK;8130.658000;-248.35;V;0.00;0.00;0.0;IRF MASK;0.0;18.30;1350.00;0.00;0.00;58.00;17.07;56.81;30000.00;0.00;40.80;76.48;55.70;113753.77;252.94;168.0;17.0;270.0;-0.4;-999.0;166.5;-0.0
Microwave (wanted);PAXSON;9;1019162;AF 197446;1;7765.000000;-94;V;FT GREELY;99;AR 220302;AK;8066.000000;-259.33;V;0.00;0.00;0.0;IRF MASK;0.0;18.31;2700.00;0.00;0.00;57.00;56.24;67.00;30000.00;0.00;40.80;76.48;55.70;113753.77;252.74;222.0;11.0;270.0;-0.4;-999.0;166.5;-0.0
Microwave (wanted);PAXSON;9;1019162;AF 197446;1;7765.000000;-94;V;FT GREELY;100;AR 220316;AK;8072.000000;-259.34;V;0.00;0.00;0.0;IRF MASK;0.0;18.31;2700.00;0.00;0.00;57.00;56.24;67.00;30000.00;0.00;40.80;76.48;55.70;113753.77;252.76;222.0;11.0;270.0;-0.4;-999.0;166.5;-0.0
Microwave (wanted);PAXSON;9;1019162;AF 197446;1;7765.000000;-94;V;FT GREELY;101;AR 220305;AK;8075.000000;-259.35;V;0.00;0.00;0.0;IRF MASK;0.0;18.31;2700.00;0.00;0.00;57.00;56.24;67.00;30000.00;0.00;40.80;76.48;55.70;113753.77;252.77;222.0;11.0;270.0;-0.4;-999.0;166.5;-0.0
Microwave (wanted);PAXSON;9;1019162;AF 197446;1;7765.000000;-94;V;FT GREELY;102;AR 210726;AK;8099.400000;-245.24;V;0.00;0.00;0.0;IRF MASK;0.0;21.31;2700.00;0.00;0.00;58.00;17.07;56.81;30000.00;0.00;40.80;76.48;55.70;113753.77;252.84;168.0;17.0;270.0;-0.4;-999.0;166.5;-0.0
Microwave (wanted);PAXSON;9;1019162;AF 197446;1;7765.000000;-94;V;FT GREELY;103;AR 210704;AK;8117.800000;-245.30;V;0.00;0.00;0.0;IRF MASK;0.0;21.31;2700.00;0.00;0.00;58.00;17.07;56.81;30000.00;0.00;40.80;76.48;55.70;113753.77;252.90;168.0;17.0;270.0;-0.4;-999.0;166.5;-0.0
Microwave (wanted);PAXSON;9;1019162;AF 197446;1;7765.000000;-94;V;FT GREELY;104;AR 220300;AK;8121.632000;-261.96;V;0.00;0.00;0.0;IRF MASK;0.0;15.85;3850.00;0.00;0.00;57.00;56.24;67.00;30000.00;0.00;40.80;76.48;55.70;113753.77;252.92;222.0;11.0;270.0;-0.4;-999.0;166.5;-0.0
Microwave (wanted);PAXSON;9;1019162;AF 197446;1;7765.000000;-94;V;FT GREELY;105;AR 210706;AK;8123.800000;-245.32;V;0.00;0.00;0.0;IRF MASK;0.0;21.31;2700.00;0.00;0.00;58.00;17.07;56.81;30000.00;0.00;40.80;76.48;55.70;113753.77;252.92;168.0;17.0;270.0;-0.4;-999.0;166.5;-0.0
Microwave (wanted);HILL 4797;10;1019162;AF 197447;1;8125.000000;-94;V;FT GREELY;83;AR 190764;AK;7959.200000;-171.83;V;0.00;0.00;0.0;IRF MASK;0.0;29.77;3780.00;0.00;0.00;57.00;25.18;0.00;30000.00;0.00;40.80;70.82;52.47;124895.38;246.94;222.0;11.0;90.0;-0.6;-999.0;199.2;0.1
Microwave (wanted);HILL 4797;10;1019162;AF 197447;1;8125.000000;-94;V;FT GREELY;84;AR 190766;AK;7961.800000;-238.03;V;0.00;0.00;0.0;IRF MASK;0.0;23.62;230.00;0.00;0.00;57.00;25.18;60.03;30000.00;0.00;40.80;70.82;52.47;124895.38;246.95;222.0;11.0;90.0;-0.6;-999.0;199.2;0.1
Microwave (wanted);HILL 4797;10;1019162;AF 197447;1;8125.000000;-94;V;FT GREELY;85;AR 220303;AK;8063.000000;-243.71;V;0.00;0.00;0.0;IRF MASK;0.0;18.31;2700.00;0.00;0.00;57.00;25.18;60.03;30000.00;0.00;40.80;70.82;52.47;124895.38;247.33;222.0;11.0;90.0;-0.6;-999.0;199.2;0.1
Microwave (wanted);HILL 4797;10;1019162;AF 197447;1;8125.000000;-94;V;FT GREELY;86;AR 220301;AK;8069.000000;-243.73;V;0.00;0.00;0.0;IRF MASK;0.0;18.31;2700.00;0.00;0.00;57.00;25.18;60.03;30000.00;0.00;40.80;70.82;52.47;124895.38;247.35;222.0;11.0;90.0;-0.6;-999.0;199.2;0.1
Microwave (wanted);HILL 4797;10;1019162;AF 197447;1;8125.000000;-94;V;FT GREELY;87;AR 220306;AK;8077.993000;-243.76;V;0.00;0.00;0.0;IRF MASK;0.0;18.31;2700.00;0.00;0.00;57.00;25.18;60.03;30000.00;0.00;40.80;70.82;52.47;124895.38;247.38;222.0;11.0;90.0;-0.6;-999.0;199.2;0.1
Microwave (wanted);HILL 4797;10;1019162;AF 197447;1;8125.000000;-94;V;FT GREELY;88;AR 210728;AK;8102.400000;-244.45;V;0.00;0.00;0.0;IRF MASK;0.0;21.31;2700.00;0.00;0.00;58.00;35.08;64.63;30000.00;0.00;40.80;70.82;52.47;124895.38;247.47;168.0;17.0;90.0;-0.6;-999.0;199.2;0.1
Microwave (wanted);HILL 4797;10;1019162;AF 197447;1;8125.000000;-94;V;FT GREELY;89;AR 210705;AK;8120.800000;-244.52;V;0.00;0.00;-0.0;IRF MASK;0.0;21.31;2700.00;0.00;0.00;58.00;35.08;64.63;30000.00;0.00;40.80;70.82;52.47;124895.38;247.54;168.0;17.0;90.0;-0.6;-999.0;199.2;0.1
Microwave (wanted);HILL 4797;10;1019162;AF 197447;1;8125.000000;-94;V;FT GREELY;90;AR 210703;AK;8128.433000;-244.55;V;0.00;0.00;-0.0;IRF MASK;0.0;21.31;2700.00;0.00;0.00;58.00;35.08;64.63;30000.00;0.00;40.80;70.82;52.47;124895.38;247.57;168.0;17.0;90.0;-0.6;-999.0;199.2;0.1
Microwave (wanted);HILL 4797;10;1019162;AF 197447;1;8125.000000;-94;V;FT GREELY;91;AR 210707;AK;8130.658000;-247.57;V;0.00;0.00;-0.0;IRF MASK;0.0;18.30;1350.00;0.00;0.00;58.00;35.08;64.63;30000.00;0.00;40.80;70.82;52.47;124895.38;247.58;168.0;17.0;90.0;-0.6;-999.0;199.2;0.1
Microwave (wanted);HILL 4797;10;1019162;AF 197447;1;8125.000000;-94;V;FT GREELY;92;AR 220317;AK;8287.250000;-255.82;V;0.00;0.00;0.0;IRF MASK;0.0;10.62;230.00;0.00;0.00;57.00;35.08;63.63;30000.00;0.00;40.80;70.82;52.47;124895.38;248.14;168.0;17.0;90.0;-0.6;-999.0;199.2;0.1
Microwave (wanted);HILL 4797;10;1019162;AF 197447;1;8125.000000;-94;V;FT GREELY;93;AR 170800;AK;8293.168000;-237.52;V;0.00;0.00;0.0;IRF MASK;0.0;25.34;859.48;0.00;0.00;57.00;25.18;60.03;30000.00;0.00;40.80;70.82;52.47;124895.38;248.17;222.0;11.0;90.0;-0.6;-999.0;199.2;0.1
Microwave (wanted);HILL 4797;10;1019162;AF 197447;1;8125.000000;-94;V;FT GREELY;94;AR 170798;AK;8294.177000;-240.18;V;0.00;0.00;0.0;IRF MASK;0.0;22.68;738.49;0.00;0.00;57.00;25.18;60.03;30000.00;0.00;40.80;70.82;52.47;124895.38;248.17;222.0;11.0;90.0;-0.6;-999.0;199.2;0.1
Microwave (wanted);HILL 4797;10;1019162;AF 197447;1;8125.000000;-94;V;CLEAR;95;AF 210304;AK;8319.123000;-255.92;V;0.00;0.00;0.0;IRF MASK;0.0;20.94;4940.00;0.00;0.00;58.00;32.39;63.76;30000.00;0.00;40.80;133.84;67.00;188385.55;244.90;164.0;17.0;90.0;-0.6;-999.0;136.2;-0.3
Microwave (wanted);HILL 4797;10;1019162;AF 197447;1;8125.000000;-94;V;CLEAR;96;AF 210302;AK;8323.000000;-254.31;V;0.00;0.00;0.0;IRF MASK;0.0;17.86;968.47;0.00;0.00;58.00;32.19;63.69;30000.00;0.00;40.80;133.60;67.00;188968.80;240.28;164.0;17.0;90.0;-0.6;-999.0;136.4;-0.3
Microwave (wanted);HILL 4797;10;1019162;AF 197447;1;8125.000000;-94;V;CLEAR;97;AF 210305;AK;8328.250000;-253.02;V;0.00;0.00;0.0;IRF MASK;0.0;23.88;1940.00;0.00;0.00;58.00;32.39;63.76;30000.00;0.00;40.80;133.84;67.00;188385.55;244.94;164.0;17.0;90.0;-0.6;-999.0;136.2;-0.3
Microwave (wanted);HILL 4797;10;1019162;AF 197447;1;8125.000000;-94;V;FT GREELY;98;AR 190738;AK;8330.854000;-237.05;V;0.00;0.00;0.0;IRF MASK;0.0;29.54;2260.00;0.00;0.00;58.00;35.08;64.63;30000.00;0.00;40.80;70.82;52.47;124895.38;248.30;168.0;17.0;90.0;-0.6;-999.0;199.2;0.1
Microwave (wanted);HILL 4797;10;1019162;AF 197447;1;8125.000000;-94;V;FT GREELY;99;AR 220302;AK;8066.000000;-243.72;V;0.00;0.00;0.0;IRF MASK;0.0;18.31;2700.00;0.00;0.00;57.00;25.18;60.03;30000.00;0.00;40.80;70.82;52.47;124895.38;247.34;222.0;11.0;90.0;-0.6;-999.0;199.2;0.1
Microwave (wanted);HILL 4797;10;1019162;AF 197447;1;8125.000000;-94;V;FT GREELY;100;AR 220316;AK;8072.000000;-243.74;V;0.00;0.00;0.0;IRF MASK;0.0;18.31;2700.00;0.00;0.00;57.00;25.18;60.03;30000.00;0.00;40.80;70.82;52.47;124895.38;247.36;222.0;11.0;90.0;-0.6;-999.0;199.2;0.1
Microwave (wanted);HILL 4797;10;1019162;AF 197447;1;8125.000000;-94;V;FT GREELY;101;AR 220305;AK;8075.000000;-243.75;V;0.00;0.00;0.0;IRF MASK;0.0;18.31;2700.00;0.00;0.00;57.00;25.18;60.03;30000.00;0.00;40.80;70.82;52.47;124895.38;247.37;222.0;11.0;90.0;-0.6;-999.0;199.2;0.1
Microwave (wanted);HILL 4797;10;1019162;AF 197447;1;8125.000000;-94;V;FT GREELY;102;AR 210726;AK;8099.400000;-244.44;V;0.00;0.00;0.0;IRF MASK;0.0;21.31;2700.00;0.00;0.00;58.00;35.08;64.63;30000.00;0.00;40.80;70.82;52.47;124895.38;247.46;168.0;17.0;90.0;-0.6;-999.0;199.2;0.1
Microwave (wanted);HILL 4797;10;1019162;AF 197447;1;8125.000000;-94;V;FT GREELY;103;AR 210704;AK;8117.800000;-244.51;V;0.00;0.00;-0.0;IRF MASK;0.0;21.31;2700.00;0.00;0.00;58.00;35.08;64.63;30000.00;0.00;40.80;70.82;52.47;124895.38;247.53;168.0;17.0;90.0;-0.6;-999.0;199.2;0.1
Microwave (wanted);HILL 4797;10;1019162;AF 197447;1;8125.000000;-94;V;FT GREELY;104;AR 220300;AK;8121.632000;-246.38;V;0.00;0.00;-0.0;IRF MASK;0.0;15.85;3850.00;0.00;0.00;57.00;25.18;60.03;30000.00;0.00;40.80;70.82;52.47;124895.38;247.54;222.0;11.0;90.0;-0.6;-999.0;199.2;0.1
Microwave (wanted);HILL 4797;10;1019162;AF 197447;1;8125.000000;-94;V;FT GREELY;105;AR 210706;AK;8123.800000;-244.53;V;0.00;0.00;-0.0;IRF MASK;0.0;21.31;2700.00;0.00;0.00;58.00;35.08;64.63;30000.00;0.00;40.80;70.82;52.47;124895.38;247.55;168.0;17.0;90.0;-0.6;-999.0;199.2;0.1
Microwave (wanted);HILL 4797;10;1019162;AF 197447;1;8125.000000;-94;V;FT GREELY;106;AR 190747;AK;8294.396000;-240.92;V;0.00;0.00;0.0;IRF MASK;0.0;25.54;2260.00;0.00;0.00;57.00;35.08;63.63;30000.00;0.00;40.80;70.82;52.47;124895.38;248.17;168.0;17.0;90.0;-0.6;-999.0;199.2;0.1
Microwave (wanted);HILL 4797;10;1019162;AF 197447;1;8125.000000;-94;V;FT GREELY;107;AR 200735;AK;8325.676000;-235.70;V;0.00;0.00;0.0;IRF MASK;0.0;30.88;1940.00;0.00;0.00;58.00;35.08;64.63;30000.00;0.00;40.80;70.82;52.47;124895.38;248.28;168.0;17.0;90.0;-0.6;-999.0;199.2;0.1
Microwave (wanted);QUARRY HILL;11;1019163;AF 197448;2;8095.000000;-94;V;FT GREELY;83;AR 190764;AK;7959.200000;-139.35;V;0.00;0.00;0.0;IRF MASK;0.0;29.77;3780.00;0.00;0.00;57.00;92.66;0.00;30000.00;0.00;40.80;94.10;65.64;95802.02;201.29;222.0;11.0;228.8;-0.4;-999.0;314.7;-0.4
Microwave (wanted);QUARRY HILL;11;1019163;AF 197448;2;8095.000000;-94;V;FT GREELY;84;AR 190766;AK;7961.800000;-212.52;V;0.00;0.00;0.0;IRF MASK;0.0;23.62;230.00;0.00;0.00;57.00;92.66;67.00;30000.00;0.00;40.80;94.10;65.64;95802.02;201.29;222.0;11.0;228.8;-0.4;-999.0;314.7;-0.4
Microwave (wanted);QUARRY HILL;11;1019163;AF 197448;2;8095.000000;-94;V;FT GREELY;85;AR 220303;AK;8063.000000;-218.05;V;0.00;0.00;0.0;IRF MASK;0.0;18.31;2700.00;0.00;0.00;57.00;92.66;67.00;30000.00;0.00;40.80;94.10;65.64;95802.02;201.52;222.0;11.0;228.8;-0.4;-999.0;314.7;-0.4
Microwave (wanted);QUARRY HILL;11;1019163;AF 197448;2;8095.000000;-94;V;FT GREELY;86;AR 220301;AK;8069.000000;-218.06;V;0.00;0.00;0.0;IRF MASK;0.0;18.31;2700.00;0.00;0.00;57.00;92.66;67.00;30000.00;0.00;40.80;94.10;65.64;95802.02;201.53;222.0;11.0;228.8;-0.4;-999.0;314.7;-0.4
Microwave (wanted);QUARRY HILL;11;1019163;AF 197448;2;8095.000000;-94;V;FT GREELY;87;AR 220306;AK;8077.993000;-218.08;V;0.00;0.00;0.0;IRF MASK;0.0;18.31;2700.00;0.00;0.00;57.00;92.66;67.00;30000.00;0.00;40.80;94.10;65.64;95802.02;201.55;222.0;11.0;228.8;-0.4;-999.0;314.7;-0.4
Microwave (wanted);QUARRY HILL;11;1019163;AF 197448;2;8095.000000;-94;V;FT GREELY;88;AR 210728;AK;8102.400000;-215.14;V;0.00;0.00;-0.0;IRF MASK;0.0;21.31;2700.00;0.00;0.00;58.00;142.92;68.00;30000.00;0.00;40.80;94.10;65.64;95802.02;201.61;168.0;17.0;228.8;-0.4;-999.0;314.7;-0.4
Microwave (wanted);QUARRY HILL;11;1019163;AF 197448;2;8095.000000;-94;V;FT GREELY;89;AR 210705;AK;8120.800000;-215.18;V;0.00;0.00;0.0;IRF MASK;0.0;21.31;2700.00;0.00;0.00;58.00;142.92;68.00;30000.00;0.00;40.80;94.10;65.64;95802.02;201.65;168.0;17.0;228.8;-0.4;-999.0;314.7;-0.4
Microwave (wanted);QUARRY HILL;11;1019163;AF 197448;2;8095.000000;-94;V;FT GREELY;90;AR 210703;AK;8128.433000;-215.19;V;0.00;0.00;0.0;IRF MASK;0.0;21.31;2700.00;0.00;0.00;58.00;142.92;68.00;30000.00;0.00;40.80;94.10;65.64;95802.02;201.67;168.0;17.0;228.8;-0.4;-999.0;314.7;-0.4
Microwave (wanted);QUARRY HILL;11;1019163;AF 197448;2;8095.000000;-94;V;FT GREELY;91;AR 210707;AK;8130.658000;-218.21;V;0.00;0.00;0.0;IRF MASK;0.0;18.30;1350.00;0.00;0.00;58.00;142.92;68.00;30000.00;0.00;40.80;94.10;65.64;95802.02;201.67;168.0;17.0;228.8;-0.4;-999.0;314.7;-0.4
Microwave (wanted);QUARRY HILL;11;1019163;AF 197448;2;8095.000000;-94;V;FT GREELY;92;AR 220317;AK;8287.250000;-226.24;V;0.00;0.00;0.0;IRF MASK;0.0;10.62;230.00;0.00;0.00;57.00;142.92;67.00;30000.00;0.00;40.80;94.10;65.64;95802.02;202.02;168.0;17.0;228.8;-0.4;-999.0;314.7;-0.4
Microwave (wanted);QUARRY HILL;11;1019163;AF 197448;2;8095.000000;-94;V;FT GREELY;93;AR 170800;AK;8293.168000;-211.53;V;0.00;0.00;0.0;IRF MASK;0.0;25.34;859.48;0.00;0.00;57.00;92.66;67.00;30000.00;0.00;40.80;94.10;65.64;95802.02;202.03;222.0;11.0;228.8;-0.4;-999.0;314.7;-0.4
Microwave (wanted);QUARRY HILL;11;1019163;AF 197448;2;8095.000000;-94;V;FT GREELY;94;AR 170798;AK;8294.177000;-214.19;V;0.00;0.00;0.0;IRF MASK;0.0;22.68;738.49;0.00;0.00;57.00;92.66;67.00;30000.00;0.00;40.80;94.10;65.64;95802.02;202.03;222.0;11.0;228.8;-0.4;-999.0;314.7;-0.4
Microwave (wanted);QUARRY HILL;11;1019163;AF 197448;2;8095.000000;-94;V;CLEAR;95;AF 210304;AK;8319.123000;-148.95;V;0.00;0.00;0.0;IRF MASK;0.0;20.94;4940.00;0.00;0.00;58.00;99.13;68.00;30000.00;0.00;40.80;15.62;33.06;114666.95;167.63;164.0;17.0;228.8;-0.4;-999.0;64.4;-0.3
Microwave (wanted);QUARRY HILL;11;1019163;AF 197448;2;8095.000000;-94;V;CLEAR;96;AF 210302;AK;8323.000000;-150.26;V;0.00;0.00;0.0;IRF MASK;0.0;17.86;968.47;0.00;0.00;58.00;98.75;68.00;30000.00;0.00;40.80;16.02;33.26;114111.08;165.66;164.0;17.0;228.8;-0.4;-999.0;64.8;-0.3
Microwave (wanted);QUARRY HILL;11;1019163;AF 197448;2;8095.000000;-94;V;CLEAR;97;AF 210305;AK;8328.250000;-146.03;V;0.00;0.00;0.0;IRF MASK;0.0;23.88;1940.00;0.00;0.00;58.00;99.13;68.00;30000.00;0.00;40.80;15.62;33.06;114666.95;167.64;164.0;17.0;228.8;-0.4;-999.0;64.4;-0.3
Microwave (wanted);QUARRY HILL;11;1019163;AF 197448;2;8095.000000;-94;V;FT GREELY;98;AR 190738;AK;8330.854000;-207.41;V;0.00;0.00;0.0;IRF MASK;0.0;29.54;2260.00;0.00;0.00;58.00;142.92;68.00;30000.00;0.00;40.80;94.10;65.64;95802.02;202.11;168.0;17.0;228.8;-0.4;-999.0;314.7;-0.4
Microwave (wanted);QUARRY HILL;11;1019163;AF 197448;2;8095.000000;-94;V;FT GREELY;99;AR 220302;AK;8066.000000;-218.05;V;0.00;0.00;0.0;IRF MASK;0.0;18.31;2700.00;0.00;0.00;57.00;92.66;67.00;30000.00;0.00;40.80;94.10;65.64;95802.02;201.53;222.0;11.0;228.8;-0.4;-999.0;314.7;-0.4
Microwave (wanted);QUARRY HILL;11;1019163;AF 197448;2;8095.000000;-94;V;FT GREELY;100;AR 220316;AK;8072.000000;-218.07;V;0.00;0.00;0.0;IRF MASK;0.0;18.31;2700.00;0.00;0.00;57.00;92.66;67.00;30000.00;0.00;40.80;94.10;65.64;95802.02;201.54;222.0;11.0;228.8;-0.4;-999.0;314.7;-0.4
Microwave (wanted);QUARRY HILL;11;1019163;AF 197448;2;8095.000000;-94;V;FT GREELY;101;AR 220305;AK;8075.000000;-218.07;V;0.00;0.00;0.0;IRF MASK;0.0;18.31;2700.00;0.00;0.00;57.00;92.66;67.00;30000.00;0.00;40.80;94.10;65.64;95802.02;201.55;222.0;11.0;228.8;-0.4;-999.0;314.7;-0.4
Microwave (wanted);QUARRY HILL;11;1019163;AF 197448;2;8095.000000;-94;V;FT GREELY;102;AR 210726;AK;8099.400000;-215.13;V;0.00;0.00;-0.0;IRF MASK;0.0;21.31;2700.00;0.00;0.00;58.00;142.92;68.00;30000.00;0.00;40.80;94.10;65.64;95802.02;201.60;168.0;17.0;228.8;-0.4;-999.0;314.7;-0.4
Microwave (wanted);QUARRY HILL;11;1019163;AF 197448;2;8095.000000;-94;V;FT GREELY;103;AR 210704;AK;8117.800000;-215.17;V;0.00;0.00;0.0;IRF MASK;0.0;21.31;2700.00;0.00;0.00;58.00;142.92;68.00;30000.00;0.00;40.80;94.10;65.64;95802.02;201.64;168.0;17.0;228.8;-0.4;-999.0;314.7;-0.4
Microwave (wanted);QUARRY HILL;11;1019163;AF 197448;2;8095.000000;-94;V;FT GREELY;104;AR 220300;AK;8121.632000;-220.64;V;0.00;0.00;0.0;IRF MASK;0.0;15.85;3850.00;0.00;0.00;57.00;92.66;67.00;30000.00;0.00;40.80;94.10;65.64;95802.02;201.65;222.0;11.0;228.8;-0.4;-999.0;314.7;-0.4
Microwave (wanted);QUARRY HILL;11;1019163;AF 197448;2;8095.000000;-94;V;FT GREELY;105;AR 210706;AK;8123.800000;-215.18;V;0.00;0.00;0.0;IRF MASK;0.0;21.31;2700.00;0.00;0.00;58.00;142.92;68.00;30000.00;0.00;40.80;94.10;65.64;95802.02;201.66;168.0;17.0;228.8;-0.4;-999.0;314.7;-0.4
Microwave (wanted);QUARRY HILL;11;1019163;AF 197448;2;8095.000000;-94;V;FT GREELY;106;AR 190747;AK;8294.396000;-211.33;V;0.00;0.00;0.0;IRF MASK;0.0;25.54;2260.00;0.00;0.00;57.00;142.92;67.00;30000.00;0.00;40.80;94.10;65.64;95802.02;202.03;168.0;17.0;228.8;-0.4;-999.0;314.7;-0.4
Microwave (wanted);QUARRY HILL;11;1019163;AF 197448;2;8095.000000;-94;V;FT GREELY;107;AR 200735;AK;8325.676000;-206.06;V;0.00;0.00;0.0;IRF MASK;0.0;30.88;1940.00;0.00;0.00;58.00;142.92;68.00;30000.00;0.00;40.80;94.10;65.64;95802.02;202.10;168.0;17.0;228.8;-0.4;-999.0;314.7;-0.4
Microwave (wanted);BLAIR LAKE;12;1019163;AF 197449;1;7735.000000;-94;V;FT GREELY;83;AR 190764;AK;7959.200000;-101.03;V;0.78;0.78;0.0;IRF MASK;0.0;29.77;3780.00;0.00;0.00;57.00;67.10;0.00;30000.00;0.00;40.80;59.80;45.22;103789.61;183.38;222.0;11.0;48.8;-0.3;-999.0;288.6;-0.4
Microwave (wanted);BLAIR LAKE;12;1019163;AF 197449;1;7735.000000;-94;V;FT GREELY;84;AR 190766;AK;7961.800000;-174.20;V;0.00;0.78;0.0;IRF MASK;0.0;23.62;230.00;0.00;0.00;57.00;67.10;67.00;30000.00;0.00;40.80;59.80;45.22;103789.61;183.39;222.0;11.0;48.8;-0.3;-999.0;288.6;-0.4
Microwave (wanted);BLAIR LAKE;12;1019163;AF 197449;1;7735.000000;-94;V;FT GREELY;85;AR 220303;AK;8063.000000;-179.77;V;0.00;0.78;0.0;IRF MASK;0.0;18.31;2700.00;0.00;0.00;57.00;67.10;67.00;30000.00;0.00;40.80;59.80;45.22;103789.61;183.66;222.0;11.0;48.8;-0.3;-999.0;288.6;-0.4
Microwave (wanted);BLAIR LAKE;12;1019163;AF 197449;1;7735.000000;-94;V;FT GREELY;86;AR 220301;AK;8069.000000;-179.78;V;0.00;0.78;0.0;IRF MASK;0.0;18.31;2700.00;0.00;0.00;57.00;67.10;67.00;30000.00;0.00;40.80;59.80;45.22;103789.61;183.67;222.0;11.0;48.8;-0.3;-999.0;288.6;-0.4
Microwave (wanted);BLAIR LAKE;12;1019163;AF 197449;1;7735.000000;-94;V;FT GREELY;87;AR 220306;AK;8077.993000;-179.81;V;0.00;0.78;0.0;IRF MASK;0.0;18.31;2700.00;0.00;0.00;57.00;67.10;67.00;30000.00;0.00;40.80;59.80;45.22;103789.61;183.70;222.0;11.0;48.8;-0.3;-999.0;288.6;-0.4
Microwave (wanted);BLAIR LAKE;12;1019163;AF 197449;1;7735.000000;-94;V;FT GREELY;88;AR 210728;AK;8102.400000;-176.87;V;0.00;0.78;0.0;IRF MASK;0.0;21.31;2700.00;0.00;0.00;58.00;119.06;68.00;30000.00;0.00;40.80;59.80;45.22;103789.61;183.76;168.0;17.0;48.8;-0.3;-999.0;288.6;-0.4
Microwave (wanted);BLAIR LAKE;12;1019163;AF 197449;1;7735.000000;-94;V;FT GREELY;89;AR 210705;AK;8120.800000;-176.92;V;0.00;0.78;0.0;IRF MASK;0.0;21.31;2700.00;0.00;0.00;58.00;119.06;68.00;30000.00;0.00;40.80;59.80;45.22;103789.61;183.81;168.0;17.0;48.8;-0.3;-999.0;288.6;-0.4
Microwave (wanted);BLAIR LAKE;12;1019163;AF 197449;1;7735.000000;-94;V;FT GREELY;90;AR 210703;AK;8128.433000;-176.94;V;0.00;0.78;0.0;IRF MASK;0.0;21.31;2700.00;0.00;0.00;58.00;119.06;68.00;30000.00;0.00;40.80;59.80;45.22;103789.61;183.83;168.0;17.0;48.8;-0.3;-999.0;288.6;-0.4
Microwave (wanted);BLAIR LAKE;12;1019163;AF 197449;1;7735.000000;-94;V;FT GREELY;91;AR 210707;AK;8130.658000;-179.96;V;0.00;0.78;0.0;IRF MASK;0.0;18.30;1350.00;0.00;0.00;58.00;119.06;68.00;30000.00;0.00;40.80;59.80;45.22;103789.61;183.83;168.0;17.0;48.8;-0.3;-999.0;288.6;-0.4
Microwave (wanted);BLAIR LAKE;12;1019163;AF 197449;1;7735.000000;-94;V;FT GREELY;99;AR 220302;AK;8066.000000;-179.78;V;0.00;0.78;0.0;IRF MASK;0.0;18.31;2700.00;0.00;0.00;57.00;67.10;67.00;30000.00;0.00;40.80;59.80;45.22;103789.61;183.67;222.0;11.0;48.8;-0.3;-999.0;288.6;-0.4
Microwave (wanted);BLAIR LAKE;12;1019163;AF 197449;1;7735.000000;-94;V;FT GREELY;100;AR 220316;AK;8072.000000;-179.79;V;0.00;0.78;0.0;IRF MASK;0.0;18.31;2700.00;0.00;0.00;57.00;67.10;67.00;30000.00;0.00;40.80;59.80;45.22;103789.61;183.68;222.0;11.0;48.8;-0.3;-999.0;288.6;-0.4
Microwave (wanted);BLAIR LAKE;12;1019163;AF 197449;1;7735.000000;-94;V;FT GREELY;101;AR 220305;AK;8075.000000;-179.80;V;0.00;0.78;0.0;IRF MASK;0.0;18.31;2700.00;0.00;0.00;57.00;67.10;67.00;30000.00;0.00;40.80;59.80;45.22;103789.61;183.69;222.0;11.0;48.8;-0.3;-999.0;288.6;-0.4
Microwave (wanted);BLAIR LAKE;12;1019163;AF 197449;1;7735.000000;-94;V;FT GREELY;102;AR 210726;AK;8099.400000;-176.86;V;0.00;0.78;0.0;IRF MASK;0.0;21.31;2700.00;0.00;0.00;58.00;119.06;68.00;30000.00;0.00;40.80;59.80;45.22;103789.61;183.75;168.0;17.0;48.8;-0.3;-999.0;288.6;-0.4
Microwave (wanted);BLAIR LAKE;12;1019163;AF 197449;1;7735.000000;-94;V;FT GREELY;103;AR 210704;AK;8117.800000;-176.91;V;0.00;0.78;0.0;IRF MASK;0.0;21.31;2700.00;0.00;0.00;58.00;119.06;68.00;30000.00;0.00;40.80;59.80;45.22;103789.61;183.80;168.0;17.0;48.8;-0.3;-999.0;288.6;-0.4
Microwave (wanted);BLAIR LAKE;12;1019163;AF 197449;1;7735.000000;-94;V;FT GREELY;104;AR 220300;AK;8121.632000;-182.38;V;0.00;0.78;0.0;IRF MASK;0.0;15.85;3850.00;0.00;0.00;57.00;67.10;67.00;30000.00;0.00;40.80;59.80;45.22;103789.61;183.81;222.0;11.0;48.8;-0.3;-999.0;288.6;-0.4
Microwave (wanted);BLAIR LAKE;12;1019163;AF 197449;1;7735.000000;-94;V;FT GREELY;105;AR 210706;AK;8123.800000;-176.93;V;0.00;0.78;0.0;IRF MASK;0.0;21.31;2700.00;0.00;0.00;58.00;119.06;68.00;30000.00;0.00;40.80;59.80;45.22;103789.61;183.82;168.0;17.0;48.8;-0.3;-999.0;288.6;-0.4
Microwave (wanted);BLAIR LAKE;12;1019163;AF 197449;2;8455.000000;-94;V;FT GREELY;85;AR 220303;AK;8063.000000;-179.77;V;0.00;0.00;0.0;IRF MASK;0.0;18.31;2700.00;0.00;0.00;57.00;67.10;67.00;30000.00;0.00;40.80;59.80;45.22;103789.61;183.66;222.0;11.0;48.8;-0.3;-999.0;288.6;-0.4
Microwave (wanted);BLAIR LAKE;12;1019163;AF 197449;2;8455.000000;-94;V;FT GREELY;86;AR 220301;AK;8069.000000;-179.78;V;0.00;0.00;0.0;IRF MASK;0.0;18.31;2700.00;0.00;0.00;57.00;67.10;67.00;30000.00;0.00;40.80;59.80;45.22;103789.61;183.67;222.0;11.0;48.8;-0.3;-999.0;288.6;-0.4
Microwave (wanted);BLAIR LAKE;12;1019163;AF 197449;2;8455.000000;-94;V;FT GREELY;87;AR 220306;AK;8077.993000;-179.81;V;0.00;0.00;0.0;IRF MASK;0.0;18.31;2700.00;0.00;0.00;57.00;67.10;67.00;30000.00;0.00;40.80;59.80;45.22;103789.61;183.70;222.0;11.0;48.8;-0.3;-999.0;288.6;-0.4
Microwave (wanted);BLAIR LAKE;12;1019163;AF 197449;2;8455.000000;-94;V;FT GREELY;88;AR 210728;AK;8102.400000;-176.87;V;0.00;0.00;0.0;IRF MASK;0.0;21.31;2700.00;0.00;0.00;58.00;119.06;68.00;30000.00;0.00;40.80;59.80;45.22;103789.61;183.76;168.0;17.0;48.8;-0.3;-999.0;288.6;-0.4
Microwave (wanted);BLAIR LAKE;12;1019163;AF 197449;2;8455.000000;-94;V;FT GREELY;89;AR 210705;AK;8120.800000;-176.92;V;0.00;0.00;0.0;IRF MASK;0.0;21.31;2700.00;0.00;0.00;58.00;119.06;68.00;30000.00;0.00;40.80;59.80;45.22;103789.61;183.81;168.0;17.0;48.8;-0.3;-999.0;288.6;-0.4
Microwave (wanted);BLAIR LAKE;12;1019163;AF 197449;2;8455.000000;-94;V;FT GREELY;90;AR 210703;AK;8128.433000;-176.94;V;0.00;0.00;0.0;IRF MASK;0.0;21.31;2700.00;0.00;0.00;58.00;119.06;68.00;30000.00;0.00;40.80;59.80;45.22;103789.61;183.83;168.0;17.0;48.8;-0.3;-999.0;288.6;-0.4
Microwave (wanted);BLAIR LAKE;12;1019163;AF 197449;2;8455.000000;-94;V;FT GREELY;91;AR 210707;AK;8130.658000;-179.96;V;0.00;0.00;0.0;IRF MASK;0.0;18.30;1350.00;0.00;0.00;58.00;119.06;68.00;30000.00;0.00;40.80;59.80;45.22;103789.61;183.83;168.0;17.0;48.8;-0.3;-999.0;288.6;-0.4
Microwave (wanted);BLAIR LAKE;12;1019163;AF 197449;2;8455.000000;-94;V;FT GREELY;92;AR 220317;AK;8287.250000;-188.05;V;0.00;0.00;0.0;IRF MASK;0.0;10.62;230.00;0.00;0.00;57.00;119.06;67.00;30000.00;0.00;40.80;59.80;45.22;103789.61;184.24;168.0;17.0;48.8;-0.3;-999.0;288.6;-0.4
Microwave (wanted);BLAIR LAKE;12;1019163;AF 197449;2;8455.000000;-94;V;FT GREELY;93;AR 170800;AK;8293.168000;-173.34;V;0.00;0.00;0.0;IRF MASK;0.0;25.34;859.48;0.00;0.00;57.00;67.10;67.00;30000.00;0.00;40.80;59.80;45.22;103789.61;184.25;222.0;11.0;48.8;-0.3;-999.0;288.6;-0.4
Microwave (wanted);BLAIR LAKE;12;1019163;AF 197449;2;8455.000000;-94;V;FT GREELY;94;AR 170798;AK;8294.177000;-176.00;V;0.00;0.00;0.0;IRF MASK;0.0;22.68;738.49;0.00;0.00;57.00;67.10;67.00;30000.00;0.00;40.80;59.80;45.22;103789.61;184.26;222.0;11.0;48.8;-0.3;-999.0;288.6;-0.4
Microwave (wanted);BLAIR LAKE;12;1019163;AF 197449;2;8455.000000;-94;V;CLEAR;95;AF 210304;AK;8319.123000;-186.59;V;0.00;0.00;0.0;IRF MASK;0.0;20.94;4940.00;0.00;0.00;58.00;85.93;68.00;30000.00;0.00;40.80;150.55;67.00;74722.90;171.33;164.0;17.0;48.8;-0.3;-999.0;78.3;-0.2
Microwave (wanted);BLAIR LAKE;12;1019163;AF 197449;2;8455.000000;-94;V;CLEAR;96;AF 210302;AK;8323.000000;-179.09;V;0.00;0.00;0.0;IRF MASK;0.0;17.86;968.47;0.00;0.00;58.00;85.26;68.00;30000.00;0.00;40.80;149.85;67.00;74376.45;160.75;164.0;17.0;48.8;-0.3;-999.0;79.0;-0.2
Microwave (wanted);BLAIR LAKE;12;1019163;AF 197449;2;8455.000000;-94;V;CLEAR;97;AF 210305;AK;8328.250000;-183.66;V;0.00;0.00;0.0;IRF MASK;0.0;23.88;1940.00;0.00;0.00;58.00;85.93;68.00;30000.00;0.00;40.80;150.55;67.00;74722.90;171.34;164.0;17.0;48.8;-0.3;-999.0;78.3;-0.2
Microwave (wanted);BLAIR LAKE;12;1019163;AF 197449;2;8455.000000;-94;V;FT GREELY;98;AR 190738;AK;8330.854000;-169.23;V;0.00;0.00;0.0;IRF MASK;0.0;29.54;2260.00;0.00;0.00;58.00;119.06;68.00;30000.00;0.00;40.80;59.80;45.22;103789.61;184.35;168.0;17.0;48.8;-0.3;-999.0;288.6;-0.4
Microwave (wanted);BLAIR LAKE;12;1019163;AF 197449;2;8455.000000;-94;V;FT GREELY;99;AR 220302;AK;8066.000000;-179.78;V;0.00;0.00;0.0;IRF MASK;0.0;18.31;2700.00;0.00;0.00;57.00;67.10;67.00;30000.00;0.00;40.80;59.80;45.22;103789.61;183.67;222.0;11.0;48.8;-0.3;-999.0;288.6;-0.4
Microwave (wanted);BLAIR LAKE;12;1019163;AF 197449;2;8455.000000;-94;V;FT GREELY;100;AR 220316;AK;8072.000000;-179.79;V;0.00;0.00;0.0;IRF MASK;0.0;18.31;2700.00;0.00;0.00;57.00;67.10;67.00;30000.00;0.00;40.80;59.80;45.22;103789.61;183.68;222.0;11.0;48.8;-0.3;-999.0;288.6;-0.4
Microwave (wanted);BLAIR LAKE;12;1019163;AF 197449;2;8455.000000;-94;V;FT GREELY;101;AR 220305;AK;8075.000000;-179.80;V;0.00;0.00;0.0;IRF MASK;0.0;18.31;2700.00;0.00;0.00;57.00;67.10;67.00;30000.00;0.00;40.80;59.80;45.22;103789.61;183.69;222.0;11.0;48.8;-0.3;-999.0;288.6;-0.4
Microwave (wanted);BLAIR LAKE;12;1019163;AF 197449;2;8455.000000;-94;V;FT GREELY;102;AR 210726;AK;8099.400000;-176.86;V;0.00;0.00;0.0;IRF MASK;0.0;21.31;2700.00;0.00;0.00;58.00;119.06;68.00;30000.00;0.00;40.80;59.80;45.22;103789.61;183.75;168.0;17.0;48.8;-0.3;-999.0;288.6;-0.4
Microwave (wanted);BLAIR LAKE;12;1019163;AF 197449;2;8455.000000;-94;V;FT GREELY;103;AR 210704;AK;8117.800000;-176.91;V;0.00;0.00;0.0;IRF MASK;0.0;21.31;2700.00;0.00;0.00;58.00;119.06;68.00;30000.00;0.00;40.80;59.80;45.22;103789.61;183.80;168.0;17.0;48.8;-0.3;-999.0;288.6;-0.4
Microwave (wanted);BLAIR LAKE;12;1019163;AF 197449;2;8455.000000;-94;V;FT GREELY;104;AR 220300;AK;8121.632000;-182.38;V;0.00;0.00;0.0;IRF MASK;0.0;15.85;3850.00;0.00;0.00;57.00;67.10;67.00;30000.00;0.00;40.80;59.80;45.22;103789.61;183.81;222.0;11.0;48.8;-0.3;-999.0;288.6;-0.4
Microwave (wanted);BLAIR LAKE;12;1019163;AF 197449;2;8455.000000;-94;V;FT GREELY;105;AR 210706;AK;8123.800000;-176.93;V;0.00;0.00;0.0;IRF MASK;0.0;21.31;2700.00;0.00;0.00;58.00;119.06;68.00;30000.00;0.00;40.80;59.80;45.22;103789.61;183.82;168.0;17.0;48.8;-0.3;-999.0;288.6;-0.4
Microwave (wanted);BLAIR LAKE;12;1019163;AF 197449;2;8455.000000;-94;V;FT GREELY;106;AR 190747;AK;8294.396000;-173.14;V;0.00;0.00;0.0;IRF MASK;0.0;25.54;2260.00;0.00;0.00;57.00;119.06;67.00;30000.00;0.00;40.80;59.80;45.22;103789.61;184.26;168.0;17.0;48.8;-0.3;-999.0;288.6;-0.4
Microwave (wanted);BLAIR LAKE;12;1019163;AF 197449;2;8455.000000;-94;V;FT GREELY;107;AR 200735;AK;8325.676000;-167.88;V;0.00;0.00;0.0;IRF MASK;0.0;30.88;1940.00;0.00;0.00;58.00;119.06;68.00;30000.00;0.00;40.80;59.80;45.22;103789.61;184.34;168.0;17.0;48.8;-0.3;-999.0;288.6;-0.4
Microwave (wanted);YUKON RANGE;13;1019164;AF 197452;1;7495.000000;-94;H;FT GREELY;83;AR 190764;AK;7959.200000;-156.79;V;0.00;0.00;0.0;IRF MASK;13.3;29.77;3780.00;0.00;0.00;57.00;105.66;0.00;30000.00;0.00;40.80;77.03;53.05;91198.75;218.03;222.0;11.0;225.0;0.3;-999.0;328.0;-0.2
Microwave (wanted);YUKON RANGE;13;1019164;AF 197452;2;7645.000000;-94;H;FT GREELY;83;AR 190764;AK;7959.200000;-156.79;V;0.00;0.00;0.0;IRF MASK;13.3;29.77;3780.00;0.00;0.00;57.00;105.66;0.00;30000.00;0.00;40.80;77.03;53.05;91198.75;218.03;222.0;11.0;225.0;0.3;-999.0;328.0;-0.2
Microwave (wanted);YUKON RANGE;13;1019164;AF 197452;2;7645.000000;-94;H;FT GREELY;84;AR 190766;AK;7961.800000;-229.95;V;0.00;0.00;0.0;IRF MASK;13.3;23.62;230.00;0.00;0.00;57.00;105.66;67.00;30000.00;0.00;40.80;77.03;53.05;91198.75;218.03;222.0;11.0;225.0;0.3;-999.0;328.0;-0.2
Microwave (wanted);YUKON RANGE;13;1019164;AF 197452;2;7645.000000;-94;H;FT GREELY;85;AR 220303;AK;8063.000000;-235.57;V;0.00;0.00;0.0;IRF MASK;13.3;18.31;2700.00;0.00;0.00;57.00;105.66;67.00;30000.00;0.00;40.80;77.03;53.05;91198.75;218.35;222.0;11.0;225.0;0.3;-999.0;328.0;-0.2
Microwave (wanted);YUKON RANGE;13;1019164;AF 197452;2;7645.000000;-94;H;FT GREELY;86;AR 220301;AK;8069.000000;-235.59;V;0.00;0.00;0.0;IRF MASK;13.3;18.31;2700.00;0.00;0.00;57.00;105.66;67.00;30000.00;0.00;40.80;77.03;53.05;91198.75;218.36;222.0;11.0;225.0;0.3;-999.0;328.0;-0.2
Microwave (wanted);YUKON RANGE;13;1019164;AF 197452;2;7645.000000;-94;H;FT GREELY;87;AR 220306;AK;8077.993000;-235.61;V;0.00;0.00;0.0;IRF MASK;13.3;18.31;2700.00;0.00;0.00;57.00;105.66;67.00;30000.00;0.00;40.80;77.03;53.05;91198.75;218.39;222.0;11.0;225.0;0.3;-999.0;328.0;-0.2
Microwave (wanted);YUKON RANGE;13;1019164;AF 197452;2;7645.000000;-94;H;FT GREELY;88;AR 210728;AK;8102.400000;-232.69;V;0.00;0.00;0.0;IRF MASK;13.3;21.31;2700.00;0.00;0.00;58.00;153.81;68.00;30000.00;0.00;40.80;77.03;53.05;91198.75;218.47;168.0;17.0;225.0;0.3;-999.0;328.0;-0.2
Microwave (wanted);YUKON RANGE;13;1019164;AF 197452;2;7645.000000;-94;H;FT GREELY;99;AR 220302;AK;8066.000000;-235.58;V;0.00;0.00;0.0;IRF MASK;13.3;18.31;2700.00;0.00;0.00;57.00;105.66;67.00;30000.00;0.00;40.80;77.03;53.05;91198.75;218.35;222.0;11.0;225.0;0.3;-999.0;328.0;-0.2
Microwave (wanted);YUKON RANGE;13;1019164;AF 197452;2;7645.000000;-94;H;FT GREELY;100;AR 220316;AK;8072.000000;-235.60;V;0.00;0.00;0.0;IRF MASK;13.3;18.31;2700.00;0.00;0.00;57.00;105.66;67.00;30000.00;0.00;40.80;77.03;53.05;91198.75;218.37;222.0;11.0;225.0;0.3;-999.0;328.0;-0.2
Microwave (wanted);YUKON RANGE;13;1019164;AF 197452;2;7645.000000;-94;H;FT GREELY;101;AR 220305;AK;8075.000000;-235.61;V;0.00;0.00;0.0;IRF MASK;13.3;18.31;2700.00;0.00;0.00;57.00;105.66;67.00;30000.00;0.00;40.80;77.03;53.05;91198.75;218.38;222.0;11.0;225.0;0.3;-999.0;328.0;-0.2
Microwave (wanted);YUKON RANGE;13;1019164;AF 197452;2;7645.000000;-94;H;FT GREELY;102;AR 210726;AK;8099.400000;-232.68;V;0.00;0.00;0.0;IRF MASK;13.3;21.31;2700.00;0.00;0.00;58.00;153.81;68.00;30000.00;0.00;40.80;77.03;53.05;91198.75;218.46;168.0;17.0;225.0;0.3;-999.0;328.0;-0.2
Microwave (wanted);HILL 3265;15;1019165;AF 197456;1;7495.000000;-94;V;FT GREELY;83;AR 190764;AK;7959.200000;-122.53;V;0.01;0.01;0.0;IRF MASK;0.0;29.77;3780.00;0.00;0.00;57.00;114.34;0.00;30000.00;0.00;40.80;131.34;67.00;80548.88;183.10;222.0;11.0;25.5;-0.2;-999.0;336.8;0.1
Microwave (wanted);HILL 3265;15;1019165;AF 197456;2;8125.000000;-94;V;FT GREELY;83;AR 190764;AK;7959.200000;-122.53;V;0.01;0.01;0.0;IRF MASK;0.0;29.77;3780.00;0.00;0.00;57.00;114.34;0.00;30000.00;0.00;40.80;131.34;67.00;80548.88;183.10;222.0;11.0;25.5;-0.2;-999.0;336.8;0.1
Microwave (wanted);HILL 3265;15;1019165;AF 197456;2;8125.000000;-94;V;FT GREELY;84;AR 190766;AK;7961.800000;-195.69;V;0.00;0.01;0.0;IRF MASK;0.0;23.62;230.00;0.00;0.00;57.00;114.34;67.00;30000.00;0.00;40.80;131.34;67.00;80548.88;183.11;222.0;11.0;25.5;-0.2;-999.0;336.8;0.1
Microwave (wanted);HILL 3265;15;1019165;AF 197456;2;8125.000000;-94;V;FT GREELY;85;AR 220303;AK;8063.000000;-201.20;V;0.00;0.01;0.0;IRF MASK;0.0;18.31;2700.00;0.00;0.00;57.00;114.34;67.00;30000.00;0.00;40.80;131.34;67.00;80548.88;183.32;222.0;11.0;25.5;-0.2;-999.0;336.8;0.1
Microwave (wanted);HILL 3265;15;1019165;AF 197456;2;8125.000000;-94;V;FT GREELY;86;AR 220301;AK;8069.000000;-201.22;V;0.00;0.01;0.0;IRF MASK;0.0;18.31;2700.00;0.00;0.00;57.00;114.34;67.00;30000.00;0.00;40.80;131.34;67.00;80548.88;183.33;222.0;11.0;25.5;-0.2;-999.0;336.8;0.1
Microwave (wanted);HILL 3265;15;1019165;AF 197456;2;8125.000000;-94;V;FT GREELY;87;AR 220306;AK;8077.993000;-201.24;V;0.00;0.01;0.0;IRF MASK;0.0;18.31;2700.00;0.00;0.00;57.00;114.34;67.00;30000.00;0.00;40.80;131.34;67.00;80548.88;183.35;222.0;11.0;25.5;-0.2;-999.0;336.8;0.1
Microwave (wanted);HILL 3265;15;1019165;AF 197456;2;8125.000000;-94;V;FT GREELY;88;AR 210728;AK;8102.400000;-198.29;V;0.00;0.01;0.0;IRF MASK;0.0;21.31;2700.00;0.00;0.00;58.00;159.86;68.00;30000.00;0.00;40.80;131.34;67.00;80548.88;183.40;168.0;17.0;25.5;-0.2;-999.0;336.8;0.1
Microwave (wanted);HILL 3265;15;1019165;AF 197456;2;8125.000000;-94;V;FT GREELY;89;AR 210705;AK;8120.800000;-198.32;V;0.00;0.01;-0.0;IRF MASK;0.0;21.31;2700.00;0.00;0.00;58.00;159.86;68.00;30000.00;0.00;40.80;131.34;67.00;80548.88;183.44;168.0;17.0;25.5;-0.2;-999.0;336.8;0.1
Microwave (wanted);HILL 3265;15;1019165;AF 197456;2;8125.000000;-94;V;FT GREELY;90;AR 210703;AK;8128.433000;-198.34;V;0.00;0.01;-0.0;IRF MASK;0.0;21.31;2700.00;0.00;0.00;58.00;159.86;68.00;30000.00;0.00;40.80;131.34;67.00;80548.88;183.45;168.0;17.0;25.5;-0.2;-999.0;336.8;0.1
Microwave (wanted);HILL 3265;15;1019165;AF 197456;2;8125.000000;-94;V;FT GREELY;91;AR 210707;AK;8130.658000;-201.35;V;0.00;0.01;-0.0;IRF MASK;0.0;18.30;1350.00;0.00;0.00;58.00;159.86;68.00;30000.00;0.00;40.80;131.34;67.00;80548.88;183.46;168.0;17.0;25.5;-0.2;-999.0;336.8;0.1
Microwave (wanted);HILL 3265;15;1019165;AF 197456;2;8125.000000;-94;V;FT GREELY;92;AR 220317;AK;8287.250000;-209.36;V;0.00;0.01;0.0;IRF MASK;0.0;10.62;230.00;0.00;0.00;57.00;159.86;67.00;30000.00;0.00;40.80;131.34;67.00;80548.88;183.77;168.0;17.0;25.5;-0.2;-999.0;336.8;0.1
Microwave (wanted);HILL 3265;15;1019165;AF 197456;2;8125.000000;-94;V;FT GREELY;93;AR 170800;AK;8293.168000;-194.64;V;0.00;0.01;0.0;IRF MASK;0.0;25.34;859.48;0.00;0.00;57.00;114.34;67.00;30000.00;0.00;40.80;131.34;67.00;80548.88;183.79;222.0;11.0;25.5;-0.2;-999.0;336.8;0.1
Microwave (wanted);HILL 3265;15;1019165;AF 197456;2;8125.000000;-94;V;FT GREELY;94;AR 170798;AK;8294.177000;-197.30;V;0.00;0.01;0.0;IRF MASK;0.0;22.68;738.49;0.00;0.00;57.00;114.34;67.00;30000.00;0.00;40.80;131.34;67.00;80548.88;183.79;222.0;11.0;25.5;-0.2;-999.0;336.8;0.1
Microwave (wanted);HILL 3265;15;1019165;AF 197456;2;8125.000000;-94;V;CLEAR;95;AF 210304;AK;8319.123000;-199.25;V;0.00;0.01;0.0;IRF MASK;0.0;20.94;4940.00;0.00;0.00;58.00;95.61;68.00;30000.00;0.00;40.80;137.33;67.00;150644.55;183.99;164.0;17.0;25.5;-0.2;-999.0;68.1;-0.2
Microwave (wanted);HILL 3265;15;1019165;AF 197456;2;8125.000000;-94;V;CLEAR;96;AF 210302;AK;8323.000000;-201.12;V;0.00;0.01;0.0;IRF MASK;0.0;17.86;968.47;0.00;0.00;58.00;95.31;68.00;30000.00;0.00;40.80;137.01;67.00;150140.69;182.78;164.0;17.0;25.5;-0.2;-999.0;68.4;-0.2
Microwave (wanted);HILL 3265;15;1019165;AF 197456;2;8125.000000;-94;V;CLEAR;97;AF 210305;AK;8328.250000;-196.33;V;0.00;0.01;0.0;IRF MASK;0.0;23.88;1940.00;0.00;0.00;58.00;95.61;68.00;30000.00;0.00;40.80;137.33;67.00;150644.55;184.01;164.0;17.0;25.5;-0.2;-999.0;68.1;-0.2
Microwave (wanted);HILL 3265;15;1019165;AF 197456;2;8125.000000;-94;V;FT GREELY;98;AR 190738;AK;8330.854000;-190.52;V;0.00;0.01;0.0;IRF MASK;0.0;29.54;2260.00;0.00;0.00;58.00;159.86;68.00;30000.00;0.00;40.80;131.34;67.00;80548.88;183.86;168.0;17.0;25.5;-0.2;-999.0;336.8;0.1
Microwave (wanted);HILL 3265;15;1019165;AF 197456;2;8125.000000;-94;V;FT GREELY;99;AR 220302;AK;8066.000000;-201.21;V;0.00;0.01;0.0;IRF MASK;0.0;18.31;2700.00;0.00;0.00;57.00;114.34;67.00;30000.00;0.00;40.80;131.34;67.00;80548.88;183.32;222.0;11.0;25.5;-0.2;-999.0;336.8;0.1
Microwave (wanted);HILL 3265;15;1019165;AF 197456;2;8125.000000;-94;V;FT GREELY;100;AR 220316;AK;8072.000000;-201.22;V;0.00;0.01;0.0;IRF MASK;0.0;18.31;2700.00;0.00;0.00;57.00;114.34;67.00;30000.00;0.00;40.80;131.34;67.00;80548.88;183.34;222.0;11.0;25.5;-0.2;-999.0;336.8;0.1
Microwave (wanted);HILL 3265;15;1019165;AF 197456;2;8125.000000;-94;V;FT GREELY;101;AR 220305;AK;8075.000000;-201.23;V;0.00;0.01;0.0;IRF MASK;0.0;18.31;2700.00;0.00;0.00;57.00;114.34;67.00;30000.00;0.00;40.80;131.34;67.00;80548.88;183.34;222.0;11.0;25.5;-0.2;-999.0;336.8;0.1
Microwave (wanted);HILL 3265;15;1019165;AF 197456;2;8125.000000;-94;V;FT GREELY;102;AR 210726;AK;8099.400000;-198.28;V;0.00;0.01;0.0;IRF MASK;0.0;21.31;2700.00;0.00;0.00;58.00;159.86;68.00;30000.00;0.00;40.80;131.34;67.00;80548.88;183.39;168.0;17.0;25.5;-0.2;-999.0;336.8;0.1
Microwave (wanted);HILL 3265;15;1019165;AF 197456;2;8125.000000;-94;V;FT GREELY;103;AR 210704;AK;8117.800000;-198.32;V;0.00;0.01;-0.0;IRF MASK;0.0;21.31;2700.00;0.00;0.00;58.00;159.86;68.00;30000.00;0.00;40.80;131.34;67.00;80548.88;183.43;168.0;17.0;25.5;-0.2;-999.0;336.8;0.1
Microwave (wanted);HILL 3265;15;1019165;AF 197456;2;8125.000000;-94;V;FT GREELY;104;AR 220300;AK;8121.632000;-203.78;V;0.00;0.01;-0.0;IRF MASK;0.0;15.85;3850.00;0.00;0.00;57.00;114.34;67.00;30000.00;0.00;40.80;131.34;67.00;80548.88;183.44;222.0;11.0;25.5;-0.2;-999.0;336.8;0.1
Microwave (wanted);HILL 3265;15;1019165;AF 197456;2;8125.000000;-94;V;FT GREELY;105;AR 210706;AK;8123.800000;-198.33;V;0.00;0.01;-0.0;IRF MASK;0.0;21.31;2700.00;0.00;0.00;58.00;159.86;68.00;30000.00;0.00;40.80;131.34;67.00;80548.88;183.44;168.0;17.0;25.5;-0.2;-999.0;336.8;0.1
Microwave (wanted);HILL 3265;15;1019165;AF 197456;2;8125.000000;-94;V;FT GREELY;106;AR 190747;AK;8294.396000;-194.45;V;0.00;0.01;0.0;IRF MASK;0.0;25.54;2260.00;0.00;0.00;57.00;159.86;67.00;30000.00;0.00;40.80;131.34;67.00;80548.88;183.79;168.0;17.0;25.5;-0.2;-999.0;336.8;0.1
Microwave (wanted);HILL 3265;15;1019165;AF 197456;2;8125.000000;-94;V;FT GREELY;107;AR 200735;AK;8325.676000;-189.17;V;0.00;0.01;0.0;IRF MASK;0.0;30.88;1940.00;0.00;0.00;58.00;159.86;68.00;30000.00;0.00;40.80;131.34;67.00;80548.88;183.85;168.0;17.0;25.5;-0.2;-999.0;336.8;0.1
Microwave (wanted);FAR MTN;16;1019165;AF 197457;2;7765.000000;-94;V;FT GREELY;83;AR 190764;AK;7959.200000;-118.74;V;0.01;0.01;0.0;IRF MASK;0.0;29.77;3780.00;0.00;0.00;57.00;128.73;0.00;30000.00;0.00;40.80;33.87;37.56;122800.52;208.75;222.0;11.0;205.5;-0.6;-999.0;351.6;0.1
Microwave (wanted);FAR MTN;16;1019165;AF 197457;2;7765.000000;-94;V;FT GREELY;84;AR 190766;AK;7961.800000;-191.90;V;0.00;0.01;0.0;IRF MASK;0.0;23.62;230.00;0.00;0.00;57.00;128.73;67.00;30000.00;0.00;40.80;33.87;37.56;122800.52;208.76;222.0;11.0;205.5;-0.6;-999.0;351.6;0.1
Microwave (wanted);FAR MTN;16;1019165;AF 197457;2;7765.000000;-94;V;FT GREELY;85;AR 220303;AK;8063.000000;-197.47;V;0.00;0.01;0.0;IRF MASK;0.0;18.31;2700.00;0.00;0.00;57.00;128.73;67.00;30000.00;0.00;40.80;33.87;37.56;122800.52;209.02;222.0;11.0;205.5;-0.6;-999.0;351.6;0.1
Microwave (wanted);FAR MTN;16;1019165;AF 197457;2;7765.000000;-94;V;FT GREELY;86;AR 220301;AK;8069.000000;-197.49;V;0.00;0.01;0.0;IRF MASK;0.0;18.31;2700.00;0.00;0.00;57.00;128.73;67.00;30000.00;0.00;40.80;33.87;37.56;122800.52;209.04;222.0;11.0;205.5;-0.6;-999.0;351.6;0.1
Microwave (wanted);FAR MTN;16;1019165;AF 197457;2;7765.000000;-94;V;FT GREELY;87;AR 220306;AK;8077.993000;-197.51;V;0.00;0.01;0.0;IRF MASK;0.0;18.31;2700.00;0.00;0.00;57.00;128.73;67.00;30000.00;0.00;40.80;33.87;37.56;122800.52;209.06;222.0;11.0;205.5;-0.6;-999.0;351.6;0.1
Microwave (wanted);FAR MTN;16;1019165;AF 197457;2;7765.000000;-94;V;FT GREELY;88;AR 210728;AK;8102.400000;-194.57;V;0.00;0.01;0.0;IRF MASK;0.0;21.31;2700.00;0.00;0.00;58.00;162.69;68.00;30000.00;0.00;40.80;33.87;37.56;122800.52;209.13;168.0;17.0;205.5;-0.6;-999.0;351.6;0.1
Microwave (wanted);FAR MTN;16;1019165;AF 197457;2;7765.000000;-94;V;FT GREELY;89;AR 210705;AK;8120.800000;-194.62;V;0.00;0.01;0.0;IRF MASK;0.0;21.31;2700.00;0.00;0.00;58.00;162.69;68.00;30000.00;0.00;40.80;33.87;37.56;122800.52;209.17;168.0;17.0;205.5;-0.6;-999.0;351.6;0.1
Microwave (wanted);FAR MTN;16;1019165;AF 197457;2;7765.000000;-94;V;FT GREELY;90;AR 210703;AK;8128.433000;-194.64;V;0.00;0.01;0.0;IRF MASK;0.0;21.31;2700.00;0.00;0.00;58.00;162.69;68.00;30000.00;0.00;40.80;33.87;37.56;122800.52;209.19;168.0;17.0;205.5;-0.6;-999.0;351.6;0.1
Microwave (wanted);FAR MTN;16;1019165;AF 197457;2;7765.000000;-94;V;FT GREELY;91;AR 210707;AK;8130.658000;-197.66;V;0.00;0.01;0.0;IRF MASK;0.0;18.30;1350.00;0.00;0.00;58.00;162.69;68.00;30000.00;0.00;40.80;33.87;37.56;122800.52;209.20;168.0;17.0;205.5;-0.6;-999.0;351.6;0.1
Microwave (wanted);FAR MTN;16;1019165;AF 197457;2;7765.000000;-94;V;FT GREELY;99;AR 220302;AK;8066.000000;-197.48;V;0.00;0.01;0.0;IRF MASK;0.0;18.31;2700.00;0.00;0.00;57.00;128.73;67.00;30000.00;0.00;40.80;33.87;37.56;122800.52;209.03;222.0;11.0;205.5;-0.6;-999.0;351.6;0.1
Microwave (wanted);FAR MTN;16;1019165;AF 197457;2;7765.000000;-94;V;FT GREELY;100;AR 220316;AK;8072.000000;-197.50;V;0.00;0.01;0.0;IRF MASK;0.0;18.31;2700.00;0.00;0.00;57.00;128.73;67.00;30000.00;0.00;40.80;33.87;37.56;122800.52;209.05;222.0;11.0;205.5;-0.6;-999.0;351.6;0.1
Microwave (wanted);FAR MTN;16;1019165;AF 197457;2;7765.000000;-94;V;FT GREELY;101;AR 220305;AK;8075.000000;-197.50;V;0.00;0.01;0.0;IRF MASK;0.0;18.31;2700.00;0.00;0.00;57.00;128.73;67.00;30000.00;0.00;40.80;33.87;37.56;122800.52;209.06;222.0;11.0;205.5;-0.6;-999.0;351.6;0.1
Microwave (wanted);FAR MTN;16;1019165;AF 197457;2;7765.000000;-94;V;FT GREELY;102;AR 210726;AK;8099.400000;-194.57;V;0.00;0.01;0.0;IRF MASK;0.0;21.31;2700.00;0.00;0.00;58.00;162.69;68.00;30000.00;0.00;40.80;33.87;37.56;122800.52;209.12;168.0;17.0;205.5;-0.6;-999.0;351.6;0.1
Microwave (wanted);FAR MTN;16;1019165;AF 197457;2;7765.000000;-94;V;FT GREELY;103;AR 210704;AK;8117.800000;-194.61;V;0.00;0.01;0.0;IRF MASK;0.0;21.31;2700.00;0.00;0.00;58.00;162.69;68.00;30000.00;0.00;40.80;33.87;37.56;122800.52;209.17;168.0;17.0;205.5;-0.6;-999.0;351.6;0.1
Microwave (wanted);FAR MTN;16;1019165;AF 197457;2;7765.000000;-94;V;FT GREELY;104;AR 220300;AK;8121.632000;-200.08;V;0.00;0.01;0.0;IRF MASK;0.0;15.85;3850.00;0.00;0.00;57.00;128.73;67.00;30000.00;0.00;40.80;33.87;37.56;122800.52;209.18;222.0;11.0;205.5;-0.6;-999.0;351.6;0.1
Microwave (wanted);FAR MTN;16;1019165;AF 197457;2;7765.000000;-94;V;FT GREELY;105;AR 210706;AK;8123.800000;-194.63;V;0.00;0.01;0.0;IRF MASK;0.0;21.31;2700.00;0.00;0.00;58.00;162.69;68.00;30000.00;0.00;40.80;33.87;37.56;122800.52;209.18;168.0;17.0;205.5;-0.6;-999.0;351.6;0.1
Microwave (wanted);QUARRY HILL;17;1019166;AF 197460;2;7765.000000;-94;V;FT GREELY;83;AR 190764;AK;7959.200000;-114.32;V;0.04;0.04;0.0;IRF MASK;0.0;29.77;3780.00;0.00;0.00;57.00;92.66;0.00;30000.00;0.00;40.80;44.72;39.92;95801.97;201.97;222.0;11.0;90.0;0.7;-999.0;314.7;-0.4
Microwave (wanted);QUARRY HILL;17;1019166;AF 197460;2;7765.000000;-94;V;FT GREELY;84;AR 190766;AK;7961.800000;-187.48;V;0.00;0.04;0.0;IRF MASK;0.0;23.62;230.00;0.00;0.00;57.00;92.66;67.00;30000.00;0.00;40.80;44.72;39.92;95801.97;201.97;222.0;11.0;90.0;0.7;-999.0;314.7;-0.4
Microwave (wanted);QUARRY HILL;17;1019166;AF 197460;2;7765.000000;-94;V;FT GREELY;85;AR 220303;AK;8063.000000;-193.04;V;0.00;0.04;0.0;IRF MASK;0.0;18.31;2700.00;0.00;0.00;57.00;92.66;67.00;30000.00;0.00;40.80;44.72;39.92;95801.97;202.23;222.0;11.0;90.0;0.7;-999.0;314.7;-0.4
Microwave (wanted);QUARRY HILL;17;1019166;AF 197460;2;7765.000000;-94;V;FT GREELY;86;AR 220301;AK;8069.000000;-193.05;V;0.00;0.04;0.0;IRF MASK;0.0;18.31;2700.00;0.00;0.00;57.00;92.66;67.00;30000.00;0.00;40.80;44.72;39.92;95801.97;202.24;222.0;11.0;90.0;0.7;-999.0;314.7;-0.4
Microwave (wanted);QUARRY HILL;17;1019166;AF 197460;2;7765.000000;-94;V;FT GREELY;87;AR 220306;AK;8077.993000;-193.08;V;0.00;0.04;0.0;IRF MASK;0.0;18.31;2700.00;0.00;0.00;57.00;92.66;67.00;30000.00;0.00;40.80;44.72;39.92;95801.97;202.27;222.0;11.0;90.0;0.7;-999.0;314.7;-0.4
Microwave (wanted);QUARRY HILL;17;1019166;AF 197460;2;7765.000000;-94;V;FT GREELY;88;AR 210728;AK;8102.400000;-190.14;V;0.00;0.04;0.0;IRF MASK;0.0;21.31;2700.00;0.00;0.00;58.00;142.92;68.00;30000.00;0.00;40.80;44.72;39.92;95801.97;202.33;168.0;17.0;90.0;0.7;-999.0;314.7;-0.4
Microwave (wanted);QUARRY HILL;17;1019166;AF 197460;2;7765.000000;-94;V;FT GREELY;89;AR 210705;AK;8120.800000;-190.18;V;0.00;0.04;0.0;IRF MASK;0.0;21.31;2700.00;0.00;0.00;58.00;142.92;68.00;30000.00;0.00;40.80;44.72;39.92;95801.97;202.37;168.0;17.0;90.0;0.7;-999.0;314.7;-0.4
Microwave (wanted);QUARRY HILL;17;1019166;AF 197460;2;7765.000000;-94;V;FT GREELY;90;AR 210703;AK;8128.433000;-190.20;V;0.00;0.04;0.0;IRF MASK;0.0;21.31;2700.00;0.00;0.00;58.00;142.92;68.00;30000.00;0.00;40.80;44.72;39.92;95801.97;202.39;168.0;17.0;90.0;0.7;-999.0;314.7;-0.4
Microwave (wanted);QUARRY HILL;17;1019166;AF 197460;2;7765.000000;-94;V;FT GREELY;91;AR 210707;AK;8130.658000;-193.22;V;0.00;0.04;0.0;IRF MASK;0.0;18.30;1350.00;0.00;0.00;58.00;142.92;68.00;30000.00;0.00;40.80;44.72;39.92;95801.97;202.40;168.0;17.0;90.0;0.7;-999.0;314.7;-0.4
Microwave (wanted);QUARRY HILL;17;1019166;AF 197460;2;7765.000000;-94;V;FT GREELY;99;AR 220302;AK;8066.000000;-193.05;V;0.00;0.04;0.0;IRF MASK;0.0;18.31;2700.00;0.00;0.00;57.00;92.66;67.00;30000.00;0.00;40.80;44.72;39.92;95801.97;202.24;222.0;11.0;90.0;0.7;-999.0;314.7;-0.4
Microwave (wanted);QUARRY HILL;17;1019166;AF 197460;2;7765.000000;-94;V;FT GREELY;100;AR 220316;AK;8072.000000;-193.06;V;0.00;0.04;0.0;IRF MASK;0.0;18.31;2700.00;0.00;0.00;57.00;92.66;67.00;30000.00;0.00;40.80;44.72;39.92;95801.97;202.25;222.0;11.0;90.0;0.7;-999.0;314.7;-0.4
Microwave (wanted);QUARRY HILL;17;1019166;AF 197460;2;7765.000000;-94;V;FT GREELY;101;AR 220305;AK;8075.000000;-193.07;V;0.00;0.04;0.0;IRF MASK;0.0;18.31;2700.00;0.00;0.00;57.00;92.66;67.00;30000.00;0.00;40.80;44.72;39.92;95801.97;202.26;222.0;11.0;90.0;0.7;-999.0;314.7;-0.4
Microwave (wanted);QUARRY HILL;17;1019166;AF 197460;2;7765.000000;-94;V;FT GREELY;102;AR 210726;AK;8099.400000;-190.13;V;0.00;0.04;0.0;IRF MASK;0.0;21.31;2700.00;0.00;0.00;58.00;142.92;68.00;30000.00;0.00;40.80;44.72;39.92;95801.97;202.32;168.0;17.0;90.0;0.7;-999.0;314.7;-0.4
Microwave (wanted);QUARRY HILL;17;1019166;AF 197460;2;7765.000000;-94;V;FT GREELY;103;AR 210704;AK;8117.800000;-190.18;V;0.00;0.04;0.0;IRF MASK;0.0;21.31;2700.00;0.00;0.00;58.00;142.92;68.00;30000.00;0.00;40.80;44.72;39.92;95801.97;202.37;168.0;17.0;90.0;0.7;-999.0;314.7;-0.4
Microwave (wanted);QUARRY HILL;17;1019166;AF 197460;2;7765.000000;-94;V;FT GREELY;104;AR 220300;AK;8121.632000;-195.65;V;0.00;0.04;0.0;IRF MASK;0.0;15.85;3850.00;0.00;0.00;57.00;92.66;67.00;30000.00;0.00;40.80;44.72;39.92;95801.97;202.38;222.0;11.0;90.0;0.7;-999.0;314.7;-0.4
Microwave (wanted);QUARRY HILL;17;1019166;AF 197460;2;7765.000000;-94;V;FT GREELY;105;AR 210706;AK;8123.800000;-190.19;V;0.00;0.04;0.0;IRF MASK;0.0;21.31;2700.00;0.00;0.00;58.00;142.92;68.00;30000.00;0.00;40.80;44.72;39.92;95801.97;202.38;168.0;17.0;90.0;0.7;-999.0;314.7;-0.4
Microwave (wanted);POLE HILL;18;1019166;AF 197461;2;8125.000000;-94;V;FT GREELY;83;AR 190764;AK;7959.200000;-139.86;V;0.00;0.00;0.0;IRF MASK;0.0;29.77;3780.00;0.00;0.00;57.00;98.22;0.00;30000.00;0.00;40.80;129.62;67.00;88125.75;200.44;222.0;11.0;270.0;-0.9;-999.0;320.4;-0.1
Microwave (wanted);POLE HILL;18;1019166;AF 197461;2;8125.000000;-94;V;FT GREELY;84;AR 190766;AK;7961.800000;-213.02;V;0.00;0.00;0.0;IRF MASK;0.0;23.62;230.00;0.00;0.00;57.00;98.22;67.00;30000.00;0.00;40.80;129.62;67.00;88125.75;200.44;222.0;11.0;270.0;-0.9;-999.0;320.4;-0.1
Microwave (wanted);POLE HILL;18;1019166;AF 197461;2;8125.000000;-94;V;FT GREELY;85;AR 220303;AK;8063.000000;-218.56;V;0.00;0.00;0.0;IRF MASK;0.0;18.31;2700.00;0.00;0.00;57.00;98.22;67.00;30000.00;0.00;40.80;129.62;67.00;88125.75;200.67;222.0;11.0;270.0;-0.9;-999.0;320.4;-0.1
Microwave (wanted);POLE HILL;18;1019166;AF 197461;2;8125.000000;-94;V;FT GREELY;86;AR 220301;AK;8069.000000;-218.57;V;0.00;0.00;0.0;IRF MASK;0.0;18.31;2700.00;0.00;0.00;57.00;98.22;67.00;30000.00;0.00;40.80;129.62;67.00;88125.75;200.69;222.0;11.0;270.0;-0.9;-999.0;320.4;-0.1
Microwave (wanted);POLE HILL;18;1019166;AF 197461;2;8125.000000;-94;V;FT GREELY;87;AR 220306;AK;8077.993000;-218.60;V;0.00;0.00;0.0;IRF MASK;0.0;18.31;2700.00;0.00;0.00;57.00;98.22;67.00;30000.00;0.00;40.80;129.62;67.00;88125.75;200.71;222.0;11.0;270.0;-0.9;-999.0;320.4;-0.1
Microwave (wanted);POLE HILL;18;1019166;AF 197461;2;8125.000000;-94;V;FT GREELY;88;AR 210728;AK;8102.400000;-215.65;V;0.00;0.00;0.0;IRF MASK;0.0;21.31;2700.00;0.00;0.00;58.00;147.88;68.00;30000.00;0.00;40.80;129.62;67.00;88125.75;200.76;168.0;17.0;270.0;-0.9;-999.0;320.4;-0.1
Microwave (wanted);POLE HILL;18;1019166;AF 197461;2;8125.000000;-94;V;FT GREELY;89;AR 210705;AK;8120.800000;-215.69;V;0.00;0.00;-0.0;IRF MASK;0.0;21.31;2700.00;0.00;0.00;58.00;147.88;68.00;30000.00;0.00;40.80;129.62;67.00;88125.75;200.81;168.0;17.0;270.0;-0.9;-999.0;320.4;-0.1
Microwave (wanted);POLE HILL;18;1019166;AF 197461;2;8125.000000;-94;V;FT GREELY;90;AR 210703;AK;8128.433000;-215.71;V;0.00;0.00;-0.0;IRF MASK;0.0;21.31;2700.00;0.00;0.00;58.00;147.88;68.00;30000.00;0.00;40.80;129.62;67.00;88125.75;200.82;168.0;17.0;270.0;-0.9;-999.0;320.4;-0.1
Microwave (wanted);POLE HILL;18;1019166;AF 197461;2;8125.000000;-94;V;FT GREELY;91;AR 210707;AK;8130.658000;-218.73;V;0.00;0.00;-0.0;IRF MASK;0.0;18.30;1350.00;0.00;0.00;58.00;147.88;68.00;30000.00;0.00;40.80;129.62;67.00;88125.75;200.83;168.0;17.0;270.0;-0.9;-999.0;320.4;-0.1
Microwave (wanted);POLE HILL;18;1019166;AF 197461;2;8125.000000;-94;V;FT GREELY;92;AR 220317;AK;8287.250000;-226.76;V;0.00;0.00;0.0;IRF MASK;0.0;10.62;230.00;0.00;0.00;57.00;147.88;67.00;30000.00;0.00;40.80;129.62;67.00;88125.75;201.18;168.0;17.0;270.0;-0.9;-999.0;320.4;-0.1
Microwave (wanted);POLE HILL;18;1019166;AF 197461;2;8125.000000;-94;V;FT GREELY;93;AR 170800;AK;8293.168000;-212.05;V;0.00;0.00;0.0;IRF MASK;0.0;25.34;859.48;0.00;0.00;57.00;98.22;67.00;30000.00;0.00;40.80;129.62;67.00;88125.75;201.19;222.0;11.0;270.0;-0.9;-999.0;320.4;-0.1
Microwave (wanted);POLE HILL;18;1019166;AF 197461;2;8125.000000;-94;V;FT GREELY;94;AR 170798;AK;8294.177000;-214.71;V;0.00;0.00;0.0;IRF MASK;0.0;22.68;738.49;0.00;0.00;57.00;98.22;67.00;30000.00;0.00;40.80;129.62;67.00;88125.75;201.20;222.0;11.0;270.0;-0.9;-999.0;320.4;-0.1
Microwave (wanted);POLE HILL;18;1019166;AF 197461;2;8125.000000;-94;V;CLEAR;95;AF 210304;AK;8319.123000;-133.30;V;0.00;0.00;0.0;IRF MASK;0.0;20.94;4940.00;0.00;0.00;58.00;97.09;68.00;30000.00;0.00;40.80;23.43;35.18;125677.53;149.85;164.0;17.0;270.0;-0.9;-999.0;66.6;-0.2
Microwave (wanted);POLE HILL;18;1019166;AF 197461;2;8125.000000;-94;V;CLEAR;96;AF 210302;AK;8323.000000;-136.28;V;0.00;0.00;0.0;IRF MASK;0.0;17.86;968.47;0.00;0.00;58.00;96.73;68.00;30000.00;0.00;40.80;23.05;35.11;125151.73;149.83;164.0;17.0;270.0;-0.9;-999.0;67.0;-0.2
Microwave (wanted);POLE HILL;18;1019166;AF 197461;2;8125.000000;-94;V;CLEAR;97;AF 210305;AK;8328.250000;-130.37;V;0.00;0.00;0.0;IRF MASK;0.0;23.88;1940.00;0.00;0.00;58.00;97.09;68.00;30000.00;0.00;40.80;23.43;35.18;125677.53;149.86;164.0;17.0;270.0;-0.9;-999.0;66.6;-0.2
Microwave (wanted);POLE HILL;18;1019166;AF 197461;2;8125.000000;-94;V;FT GREELY;98;AR 190738;AK;8330.854000;-207.94;V;0.00;0.00;0.0;IRF MASK;0.0;29.54;2260.00;0.00;0.00;58.00;147.88;68.00;30000.00;0.00;40.80;129.62;67.00;88125.75;201.28;168.0;17.0;270.0;-0.9;-999.0;320.4;-0.1
Microwave (wanted);POLE HILL;18;1019166;AF 197461;2;8125.000000;-94;V;FT GREELY;99;AR 220302;AK;8066.000000;-218.57;V;0.00;0.00;0.0;IRF MASK;0.0;18.31;2700.00;0.00;0.00;57.00;98.22;67.00;30000.00;0.00;40.80;129.62;67.00;88125.75;200.68;222.0;11.0;270.0;-0.9;-999.0;320.4;-0.1
Microwave (wanted);POLE HILL;18;1019166;AF 197461;2;8125.000000;-94;V;FT GREELY;100;AR 220316;AK;8072.000000;-218.58;V;0.00;0.00;0.0;IRF MASK;0.0;18.31;2700.00;0.00;0.00;57.00;98.22;67.00;30000.00;0.00;40.80;129.62;67.00;88125.75;200.70;222.0;11.0;270.0;-0.9;-999.0;320.4;-0.1
Microwave (wanted);POLE HILL;18;1019166;AF 197461;2;8125.000000;-94;V;FT GREELY;101;AR 220305;AK;8075.000000;-218.59;V;0.00;0.00;0.0;IRF MASK;0.0;18.31;2700.00;0.00;0.00;57.00;98.22;67.00;30000.00;0.00;40.80;129.62;67.00;88125.75;200.70;222.0;11.0;270.0;-0.9;-999.0;320.4;-0.1
Microwave (wanted);POLE HILL;18;1019166;AF 197461;2;8125.000000;-94;V;FT GREELY;102;AR 210726;AK;8099.400000;-215.64;V;0.00;0.00;0.0;IRF MASK;0.0;21.31;2700.00;0.00;0.00;58.00;147.88;68.00;30000.00;0.00;40.80;129.62;67.00;88125.75;200.76;168.0;17.0;270.0;-0.9;-999.0;320.4;-0.1
Microwave (wanted);POLE HILL;18;1019166;AF 197461;2;8125.000000;-94;V;FT GREELY;103;AR 210704;AK;8117.800000;-215.69;V;0.00;0.00;-0.0;IRF MASK;0.0;21.31;2700.00;0.00;0.00;58.00;147.88;68.00;30000.00;0.00;40.80;129.62;67.00;88125.75;200.80;168.0;17.0;270.0;-0.9;-999.0;320.4;-0.1
Microwave (wanted);POLE HILL;18;1019166;AF 197461;2;8125.000000;-94;V;FT GREELY;104;AR 220300;AK;8121.632000;-221.15;V;0.00;0.00;-0.0;IRF MASK;0.0;15.85;3850.00;0.00;0.00;57.00;98.22;67.00;30000.00;0.00;40.80;129.62;67.00;88125.75;200.81;222.0;11.0;270.0;-0.9;-999.0;320.4;-0.1
Microwave (wanted);POLE HILL;18;1019166;AF 197461;2;8125.000000;-94;V;FT GREELY;105;AR 210706;AK;8123.800000;-215.70;V;0.00;0.00;-0.0;IRF MASK;0.0;21.31;2700.00;0.00;0.00;58.00;147.88;68.00;30000.00;0.00;40.80;129.62;67.00;88125.75;200.81;168.0;17.0;270.0;-0.9;-999.0;320.4;-0.1
Microwave (wanted);POLE HILL;18;1019166;AF 197461;2;8125.000000;-94;V;FT GREELY;106;AR 190747;AK;8294.396000;-211.86;V;0.00;0.00;0.0;IRF MASK;0.0;25.54;2260.00;0.00;0.00;57.00;147.88;67.00;30000.00;0.00;40.80;129.62;67.00;88125.75;201.20;168.0;17.0;270.0;-0.9;-999.0;320.4;-0.1
Microwave (wanted);POLE HILL;18;1019166;AF 197461;2;8125.000000;-94;V;FT GREELY;107;AR 200735;AK;8325.676000;-206.59;V;0.00;0.00;0.0;IRF MASK;0.0;30.88;1940.00;0.00;0.00;58.00;147.88;68.00;30000.00;0.00;40.80;129.62;67.00;88125.75;201.27;168.0;17.0;270.0;-0.9;-999.0;320.4;-0.1
Microwave (wanted);POLE HILL;19;1019167;AF 197464;1;7795.000000;-94;H;FT GREELY;83;AR 190764;AK;7959.200000;-133.97;V;0.00;0.00;0.0;IRF MASK;16.3;29.77;3780.00;0.00;0.00;57.00;98.22;0.00;30000.00;0.00;40.80;60.68;45.96;88125.75;199.25;222.0;11.0;79.7;0.0;-999.0;320.4;-0.1
Microwave (wanted);POLE HILL;19;1019167;AF 197464;1;7795.000000;-94;H;FT GREELY;84;AR 190766;AK;7961.800000;-207.14;V;0.00;0.00;0.0;IRF MASK;16.3;23.62;230.00;0.00;0.00;57.00;98.22;67.00;30000.00;0.00;40.80;60.68;45.96;88125.75;199.26;222.0;11.0;79.7;0.0;-999.0;320.4;-0.1
Microwave (wanted);POLE HILL;19;1019167;AF 197464;1;7795.000000;-94;H;FT GREELY;85;AR 220303;AK;8063.000000;-212.70;V;0.00;0.00;0.0;IRF MASK;16.3;18.31;2700.00;0.00;0.00;57.00;98.22;67.00;30000.00;0.00;40.80;60.68;45.96;88125.75;199.52;222.0;11.0;79.7;0.0;-999.0;320.4;-0.1
Microwave (wanted);POLE HILL;19;1019167;AF 197464;1;7795.000000;-94;H;FT GREELY;86;AR 220301;AK;8069.000000;-212.71;V;0.00;0.00;0.0;IRF MASK;16.3;18.31;2700.00;0.00;0.00;57.00;98.22;67.00;30000.00;0.00;40.80;60.68;45.96;88125.75;199.53;222.0;11.0;79.7;0.0;-999.0;320.4;-0.1
Microwave (wanted);POLE HILL;19;1019167;AF 197464;1;7795.000000;-94;H;FT GREELY;87;AR 220306;AK;8077.993000;-212.73;V;0.00;0.00;0.0;IRF MASK;16.3;18.31;2700.00;0.00;0.00;57.00;98.22;67.00;30000.00;0.00;40.80;60.68;45.96;88125.75;199.56;222.0;11.0;79.7;0.0;-999.0;320.4;-0.1
Microwave (wanted);POLE HILL;19;1019167;AF 197464;1;7795.000000;-94;H;FT GREELY;88;AR 210728;AK;8102.400000;-209.80;V;0.00;0.00;0.0;IRF MASK;16.3;21.31;2700.00;0.00;0.00;58.00;147.88;68.00;30000.00;0.00;40.80;60.68;45.96;88125.75;199.62;168.0;17.0;79.7;0.0;-999.0;320.4;-0.1
Microwave (wanted);POLE HILL;19;1019167;AF 197464;1;7795.000000;-94;H;FT GREELY;89;AR 210705;AK;8120.800000;-209.84;V;0.00;0.00;0.0;IRF MASK;16.3;21.31;2700.00;0.00;0.00;58.00;147.88;68.00;30000.00;0.00;40.80;60.68;45.96;88125.75;199.66;168.0;17.0;79.7;0.0;-999.0;320.4;-0.1
Microwave (wanted);POLE HILL;19;1019167;AF 197464;1;7795.000000;-94;H;FT GREELY;90;AR 210703;AK;8128.433000;-209.86;V;0.00;0.00;0.0;IRF MASK;16.3;21.31;2700.00;0.00;0.00;58.00;147.88;68.00;30000.00;0.00;40.80;60.68;45.96;88125.75;199.68;168.0;17.0;79.7;0.0;-999.0;320.4;-0.1
Microwave (wanted);POLE HILL;19;1019167;AF 197464;1;7795.000000;-94;H;FT GREELY;91;AR 210707;AK;8130.658000;-212.88;V;0.00;0.00;0.0;IRF MASK;16.3;18.30;1350.00;0.00;0.00;58.00;147.88;68.00;30000.00;0.00;40.80;60.68;45.96;88125.75;199.69;168.0;17.0;79.7;0.0;-999.0;320.4;-0.1
Microwave (wanted);POLE HILL;19;1019167;AF 197464;1;7795.000000;-94;H;FT GREELY;99;AR 220302;AK;8066.000000;-212.70;V;0.00;0.00;0.0;IRF MASK;16.3;18.31;2700.00;0.00;0.00;57.00;98.22;67.00;30000.00;0.00;40.80;60.68;45.96;88125.75;199.52;222.0;11.0;79.7;0.0;-999.0;320.4;-0.1
Microwave (wanted);POLE HILL;19;1019167;AF 197464;1;7795.000000;-94;H;FT GREELY;100;AR 220316;AK;8072.000000;-212.72;V;0.00;0.00;0.0;IRF MASK;16.3;18.31;2700.00;0.00;0.00;57.00;98.22;67.00;30000.00;0.00;40.80;60.68;45.96;88125.75;199.54;222.0;11.0;79.7;0.0;-999.0;320.4;-0.1
Microwave (wanted);POLE HILL;19;1019167;AF 197464;1;7795.000000;-94;H;FT GREELY;101;AR 220305;AK;8075.000000;-212.73;V;0.00;0.00;0.0;IRF MASK;16.3;18.31;2700.00;0.00;0.00;57.00;98.22;67.00;30000.00;0.00;40.80;60.68;45.96;88125.75;199.55;222.0;11.0;79.7;0.0;-999.0;320.4;-0.1
Microwave (wanted);POLE HILL;19;1019167;AF 197464;1;7795.000000;-94;H;FT GREELY;102;AR 210726;AK;8099.400000;-209.79;V;0.00;0.00;0.0;IRF MASK;16.3;21.31;2700.00;0.00;0.00;58.00;147.88;68.00;30000.00;0.00;40.80;60.68;45.96;88125.75;199.61;168.0;17.0;79.7;0.0;-999.0;320.4;-0.1
Microwave (wanted);POLE HILL;19;1019167;AF 197464;1;7795.000000;-94;H;FT GREELY;103;AR 210704;AK;8117.800000;-209.83;V;0.00;0.00;0.0;IRF MASK;16.3;21.31;2700.00;0.00;0.00;58.00;147.88;68.00;30000.00;0.00;40.80;60.68;45.96;88125.75;199.66;168.0;17.0;79.7;0.0;-999.0;320.4;-0.1
Microwave (wanted);POLE HILL;19;1019167;AF 197464;1;7795.000000;-94;H;FT GREELY;104;AR 220300;AK;8121.632000;-215.30;V;0.00;0.00;0.0;IRF MASK;16.3;15.85;3850.00;0.00;0.00;57.00;98.22;67.00;30000.00;0.00;40.80;60.68;45.96;88125.75;199.66;222.0;11.0;79.7;0.0;-999.0;320.4;-0.1
Microwave (wanted);POLE HILL;19;1019167;AF 197464;1;7795.000000;-94;H;FT GREELY;105;AR 210706;AK;8123.800000;-209.85;V;0.00;0.00;0.0;IRF MASK;16.3;21.31;2700.00;0.00;0.00;58.00;147.88;68.00;30000.00;0.00;40.80;60.68;45.96;88125.75;199.67;168.0;17.0;79.7;0.0;-999.0;320.4;-0.1
Microwave (wanted);POLE HILL;19;1019167;AF 197464;2;8035.000000;-94;H;FT GREELY;83;AR 190764;AK;7959.200000;-133.97;V;0.00;0.00;0.0;IRF MASK;16.3;29.77;3780.00;0.00;0.00;57.00;98.22;0.00;30000.00;0.00;40.80;60.68;45.96;88125.75;199.25;222.0;11.0;79.7;0.0;-999.0;320.4;-0.1
Microwave (wanted);POLE HILL;19;1019167;AF 197464;2;8035.000000;-94;H;FT GREELY;84;AR 190766;AK;7961.800000;-207.14;V;0.00;0.00;0.0;IRF MASK;16.3;23.62;230.00;0.00;0.00;57.00;98.22;67.00;30000.00;0.00;40.80;60.68;45.96;88125.75;199.26;222.0;11.0;79.7;0.0;-999.0;320.4;-0.1
Microwave (wanted);POLE HILL;19;1019167;AF 197464;2;8035.000000;-94;H;FT GREELY;85;AR 220303;AK;8063.000000;-212.70;V;0.00;0.00;0.0;IRF MASK;16.3;18.31;2700.00;0.00;0.00;57.00;98.22;67.00;30000.00;0.00;40.80;60.68;45.96;88125.75;199.52;222.0;11.0;79.7;0.0;-999.0;320.4;-0.1
Microwave (wanted);POLE HILL;19;1019167;AF 197464;2;8035.000000;-94;H;FT GREELY;86;AR 220301;AK;8069.000000;-212.71;V;0.00;0.00;0.0;IRF MASK;16.3;18.31;2700.00;0.00;0.00;57.00;98.22;67.00;30000.00;0.00;40.80;60.68;45.96;88125.75;199.53;222.0;11.0;79.7;0.0;-999.0;320.4;-0.1
Microwave (wanted);POLE HILL;19;1019167;AF 197464;2;8035.000000;-94;H;FT GREELY;87;AR 220306;AK;8077.993000;-212.73;V;0.00;0.00;0.0;IRF MASK;16.3;18.31;2700.00;0.00;0.00;57.00;98.22;67.00;30000.00;0.00;40.80;60.68;45.96;88125.75;199.56;222.0;11.0;79.7;0.0;-999.0;320.4;-0.1
Microwave (wanted);POLE HILL;19;1019167;AF 197464;2;8035.000000;-94;H;FT GREELY;88;AR 210728;AK;8102.400000;-209.80;V;0.00;0.00;0.0;IRF MASK;16.3;21.31;2700.00;0.00;0.00;58.00;147.88;68.00;30000.00;0.00;40.80;60.68;45.96;88125.75;199.62;168.0;17.0;79.7;0.0;-999.0;320.4;-0.1
Microwave (wanted);POLE HILL;19;1019167;AF 197464;2;8035.000000;-94;H;FT GREELY;89;AR 210705;AK;8120.800000;-209.84;V;0.00;0.00;0.0;IRF MASK;16.3;21.31;2700.00;0.00;0.00;58.00;147.88;68.00;30000.00;0.00;40.80;60.68;45.96;88125.75;199.66;168.0;17.0;79.7;0.0;-999.0;320.4;-0.1
Microwave (wanted);POLE HILL;19;1019167;AF 197464;2;8035.000000;-94;H;FT GREELY;90;AR 210703;AK;8128.433000;-209.86;V;0.00;0.00;0.0;IRF MASK;16.3;21.31;2700.00;0.00;0.00;58.00;147.88;68.00;30000.00;0.00;40.80;60.68;45.96;88125.75;199.68;168.0;17.0;79.7;0.0;-999.0;320.4;-0.1
Microwave (wanted);POLE HILL;19;1019167;AF 197464;2;8035.000000;-94;H;FT GREELY;91;AR 210707;AK;8130.658000;-212.88;V;0.00;0.00;0.0;IRF MASK;16.3;18.30;1350.00;0.00;0.00;58.00;147.88;68.00;30000.00;0.00;40.80;60.68;45.96;88125.75;199.69;168.0;17.0;79.7;0.0;-999.0;320.4;-0.1
Microwave (wanted);POLE HILL;19;1019167;AF 197464;2;8035.000000;-94;H;FT GREELY;92;AR 220317;AK;8287.250000;-220.95;V;0.00;0.00;0.0;IRF MASK;16.3;10.62;230.00;0.00;0.00;57.00;147.88;67.00;30000.00;0.00;40.80;60.68;45.96;88125.75;200.08;168.0;17.0;79.7;0.0;-999.0;320.4;-0.1
Microwave (wanted);POLE HILL;19;1019167;AF 197464;2;8035.000000;-94;H;FT GREELY;93;AR 170800;AK;8293.168000;-206.24;V;0.00;0.00;0.0;IRF MASK;16.3;25.34;859.48;0.00;0.00;57.00;98.22;67.00;30000.00;0.00;40.80;60.68;45.96;88125.75;200.09;222.0;11.0;79.7;0.0;-999.0;320.4;-0.1
Microwave (wanted);POLE HILL;19;1019167;AF 197464;2;8035.000000;-94;H;FT GREELY;94;AR 170798;AK;8294.177000;-208.90;V;0.00;0.00;0.0;IRF MASK;16.3;22.68;738.49;0.00;0.00;57.00;98.22;67.00;30000.00;0.00;40.80;60.68;45.96;88125.75;200.09;222.0;11.0;79.7;0.0;-999.0;320.4;-0.1
Microwave (wanted);POLE HILL;19;1019167;AF 197464;2;8035.000000;-94;H;CLEAR;95;AF 210304;AK;8319.123000;-166.01;V;0.00;0.00;0.0;IRF MASK;1.0;20.94;4940.00;0.00;0.00;58.00;97.09;68.00;30000.00;0.00;40.80;166.86;67.00;125677.55;149.75;164.0;17.0;79.7;0.0;-999.0;66.6;-0.2
Microwave (wanted);POLE HILL;19;1019167;AF 197464;2;8035.000000;-94;H;CLEAR;96;AF 210302;AK;8323.000000;-169.06;V;0.00;0.00;0.0;IRF MASK;1.0;17.86;968.47;0.00;0.00;58.00;96.73;68.00;30000.00;0.00;40.80;167.24;67.00;125151.73;149.72;164.0;17.0;79.7;0.0;-999.0;67.0;-0.2
Microwave (wanted);POLE HILL;19;1019167;AF 197464;2;8035.000000;-94;H;CLEAR;97;AF 210305;AK;8328.250000;-163.08;V;0.00;0.00;0.0;IRF MASK;1.0;23.88;1940.00;0.00;0.00;58.00;97.09;68.00;30000.00;0.00;40.80;166.86;67.00;125677.55;149.76;164.0;17.0;79.7;0.0;-999.0;66.6;-0.2
Microwave (wanted);POLE HILL;19;1019167;AF 197464;2;8035.000000;-94;H;FT GREELY;98;AR 190738;AK;8330.854000;-202.13;V;0.00;0.00;0.0;IRF MASK;16.3;29.54;2260.00;0.00;0.00;58.00;147.88;68.00;30000.00;0.00;40.80;60.68;45.96;88125.75;200.18;168.0;17.0;79.7;0.0;-999.0;320.4;-0.1
Microwave (wanted);POLE HILL;19;1019167;AF 197464;2;8035.000000;-94;H;FT GREELY;99;AR 220302;AK;8066.000000;-212.70;V;0.00;0.00;0.0;IRF MASK;16.3;18.31;2700.00;0.00;0.00;57.00;98.22;67.00;30000.00;0.00;40.80;60.68;45.96;88125.75;199.52;222.0;11.0;79.7;0.0;-999.0;320.4;-0.1
Microwave (wanted);POLE HILL;19;1019167;AF 197464;2;8035.000000;-94;H;FT GREELY;100;AR 220316;AK;8072.000000;-212.72;V;0.00;0.00;0.0;IRF MASK;16.3;18.31;2700.00;0.00;0.00;57.00;98.22;67.00;30000.00;0.00;40.80;60.68;45.96;88125.75;199.54;222.0;11.0;79.7;0.0;-999.0;320.4;-0.1
Microwave (wanted);POLE HILL;19;1019167;AF 197464;2;8035.000000;-94;H;FT GREELY;101;AR 220305;AK;8075.000000;-212.73;V;0.00;0.00;0.0;IRF MASK;16.3;18.31;2700.00;0.00;0.00;57.00;98.22;67.00;30000.00;0.00;40.80;60.68;45.96;88125.75;199.55;222.0;11.0;79.7;0.0;-999.0;320.4;-0.1
Microwave (wanted);POLE HILL;19;1019167;AF 197464;2;8035.000000;-94;H;FT GREELY;102;AR 210726;AK;8099.400000;-209.79;V;0.00;0.00;0.0;IRF MASK;16.3;21.31;2700.00;0.00;0.00;58.00;147.88;68.00;30000.00;0.00;40.80;60.68;45.96;88125.75;199.61;168.0;17.0;79.7;0.0;-999.0;320.4;-0.1
Microwave (wanted);POLE HILL;19;1019167;AF 197464;2;8035.000000;-94;H;FT GREELY;103;AR 210704;AK;8117.800000;-209.83;V;0.00;0.00;0.0;IRF MASK;16.3;21.31;2700.00;0.00;0.00;58.00;147.88;68.00;30000.00;0.00;40.80;60.68;45.96;88125.75;199.66;168.0;17.0;79.7;0.0;-999.0;320.4;-0.1
Microwave (wanted);POLE HILL;19;1019167;AF 197464;2;8035.000000;-94;H;FT GREELY;104;AR 220300;AK;8121.632000;-215.30;V;0.00;0.00;0.0;IRF MASK;16.3;15.85;3850.00;0.00;0.00;57.00;98.22;67.00;30000.00;0.00;40.80;60.68;45.96;88125.75;199.66;222.0;11.0;79.7;0.0;-999.0;320.4;-0.1
Microwave (wanted);POLE HILL;19;1019167;AF 197464;2;8035.000000;-94;H;FT GREELY;105;AR 210706;AK;8123.800000;-209.85;V;0.00;0.00;0.0;IRF MASK;16.3;21.31;2700.00;0.00;0.00;58.00;147.88;68.00;30000.00;0.00;40.80;60.68;45.96;88125.75;199.67;168.0;17.0;79.7;0.0;-999.0;320.4;-0.1
Microwave (wanted);POLE HILL;19;1019167;AF 197464;2;8035.000000;-94;H;FT GREELY;106;AR 190747;AK;8294.396000;-206.05;V;0.00;0.00;0.0;IRF MASK;16.3;25.54;2260.00;0.00;0.00;57.00;147.88;67.00;30000.00;0.00;40.80;60.68;45.96;88125.75;200.09;168.0;17.0;79.7;0.0;-999.0;320.4;-0.1
Microwave (wanted);POLE HILL;19;1019167;AF 197464;2;8035.000000;-94;H;FT GREELY;107;AR 200735;AK;8325.676000;-200.79;V;0.00;0.00;0.0;IRF MASK;16.3;30.88;1940.00;0.00;0.00;58.00;147.88;68.00;30000.00;0.00;40.80;60.68;45.96;88125.75;200.17;168.0;17.0;79.7;0.0;-999.0;320.4;-0.1
Microwave (wanted);HILL 3265;20;1019167;AF 197465;1;8155.000000;-94;H;FT GREELY;83;AR 190764;AK;7959.200000;-123.53;V;0.00;0.00;0.0;IRF MASK;1.4;29.77;3780.00;0.00;0.00;57.00;114.34;0.00;30000.00;0.00;40.80;102.89;66.62;80548.88;183.11;222.0;11.0;259.7;-0.4;-999.0;336.8;0.1
Microwave (wanted);HILL 3265;20;1019167;AF 197465;1;8155.000000;-94;H;FT GREELY;84;AR 190766;AK;7961.800000;-196.70;V;0.00;0.00;0.0;IRF MASK;1.4;23.62;230.00;0.00;0.00;57.00;114.34;67.00;30000.00;0.00;40.80;102.89;66.62;80548.88;183.11;222.0;11.0;259.7;-0.4;-999.0;336.8;0.1
Microwave (wanted);HILL 3265;20;1019167;AF 197465;1;8155.000000;-94;H;FT GREELY;85;AR 220303;AK;8063.000000;-202.21;V;0.00;0.00;0.0;IRF MASK;1.4;18.31;2700.00;0.00;0.00;57.00;114.34;67.00;30000.00;0.00;40.80;102.89;66.62;80548.88;183.32;222.0;11.0;259.7;-0.4;-999.0;336.8;0.1
Microwave (wanted);HILL 3265;20;1019167;AF 197465;1;8155.000000;-94;H;FT GREELY;86;AR 220301;AK;8069.000000;-202.22;V;0.00;0.00;0.0;IRF MASK;1.4;18.31;2700.00;0.00;0.00;57.00;114.34;67.00;30000.00;0.00;40.80;102.89;66.62;80548.88;183.34;222.0;11.0;259.7;-0.4;-999.0;336.8;0.1
Microwave (wanted);HILL 3265;20;1019167;AF 197465;1;8155.000000;-94;H;FT GREELY;87;AR 220306;AK;8077.993000;-202.24;V;0.00;0.00;0.0;IRF MASK;1.4;18.31;2700.00;0.00;0.00;57.00;114.34;67.00;30000.00;0.00;40.80;102.89;66.62;80548.88;183.35;222.0;11.0;259.7;-0.4;-999.0;336.8;0.1
Microwave (wanted);HILL 3265;20;1019167;AF 197465;1;8155.000000;-94;H;FT GREELY;88;AR 210728;AK;8102.400000;-199.29;V;0.00;0.00;0.0;IRF MASK;1.4;21.31;2700.00;0.00;0.00;58.00;159.86;68.00;30000.00;0.00;40.80;102.89;66.62;80548.88;183.40;168.0;17.0;259.7;-0.4;-999.0;336.8;0.1
Microwave (wanted);HILL 3265;20;1019167;AF 197465;1;8155.000000;-94;H;FT GREELY;89;AR 210705;AK;8120.800000;-199.33;V;0.00;0.00;0.0;IRF MASK;1.4;21.31;2700.00;0.00;0.00;58.00;159.86;68.00;30000.00;0.00;40.80;102.89;66.62;80548.88;183.44;168.0;17.0;259.7;-0.4;-999.0;336.8;0.1
Microwave (wanted);HILL 3265;20;1019167;AF 197465;1;8155.000000;-94;H;FT GREELY;90;AR 210703;AK;8128.433000;-199.34;V;0.00;0.00;0.0;IRF MASK;1.4;21.31;2700.00;0.00;0.00;58.00;159.86;68.00;30000.00;0.00;40.80;102.89;66.62;80548.88;183.46;168.0;17.0;259.7;-0.4;-999.0;336.8;0.1
Microwave (wanted);HILL 3265;20;1019167;AF 197465;1;8155.000000;-94;H;FT GREELY;91;AR 210707;AK;8130.658000;-202.36;V;0.00;0.00;0.0;IRF MASK;1.4;18.30;1350.00;0.00;0.00;58.00;159.86;68.00;30000.00;0.00;40.80;102.89;66.62;80548.88;183.46;168.0;17.0;259.7;-0.4;-999.0;336.8;0.1
Microwave (wanted);HILL 3265;20;1019167;AF 197465;1;8155.000000;-94;H;FT GREELY;92;AR 220317;AK;8287.250000;-210.36;V;0.00;0.00;0.0;IRF MASK;1.4;10.62;230.00;0.00;0.00;57.00;159.86;67.00;30000.00;0.00;40.80;102.89;66.62;80548.88;183.78;168.0;17.0;259.7;-0.4;-999.0;336.8;0.1
Microwave (wanted);HILL 3265;20;1019167;AF 197465;1;8155.000000;-94;H;FT GREELY;93;AR 170800;AK;8293.168000;-195.65;V;0.00;0.00;0.0;IRF MASK;1.4;25.34;859.48;0.00;0.00;57.00;114.34;67.00;30000.00;0.00;40.80;102.89;66.62;80548.88;183.79;222.0;11.0;259.7;-0.4;-999.0;336.8;0.1
Microwave (wanted);HILL 3265;20;1019167;AF 197465;1;8155.000000;-94;H;FT GREELY;94;AR 170798;AK;8294.177000;-198.31;V;0.00;0.00;0.0;IRF MASK;1.4;22.68;738.49;0.00;0.00;57.00;114.34;67.00;30000.00;0.00;40.80;102.89;66.62;80548.88;183.79;222.0;11.0;259.7;-0.4;-999.0;336.8;0.1
Microwave (wanted);HILL 3265;20;1019167;AF 197465;1;8155.000000;-94;H;CLEAR;95;AF 210304;AK;8319.123000;-178.32;V;0.00;0.00;0.0;IRF MASK;14.9;20.94;4940.00;0.00;0.00;58.00;95.61;68.00;30000.00;0.00;40.80;11.57;31.15;150644.55;184.01;164.0;17.0;259.7;-0.4;-999.0;68.1;-0.2
Microwave (wanted);HILL 3265;20;1019167;AF 197465;1;8155.000000;-94;H;CLEAR;96;AF 210302;AK;8323.000000;-179.87;V;0.00;0.00;0.0;IRF MASK;15.2;17.86;968.47;0.00;0.00;58.00;95.31;68.00;30000.00;0.00;40.80;11.26;30.52;150140.69;182.81;164.0;17.0;259.7;-0.4;-999.0;68.4;-0.2
Microwave (wanted);HILL 3265;20;1019167;AF 197465;1;8155.000000;-94;H;CLEAR;97;AF 210305;AK;8328.250000;-175.40;V;0.00;0.00;0.0;IRF MASK;14.9;23.88;1940.00;0.00;0.00;58.00;95.61;68.00;30000.00;0.00;40.80;11.57;31.15;150644.55;184.03;164.0;17.0;259.7;-0.4;-999.0;68.1;-0.2
Microwave (wanted);HILL 3265;20;1019167;AF 197465;1;8155.000000;-94;H;FT GREELY;98;AR 190738;AK;8330.854000;-191.53;V;0.00;0.00;0.0;IRF MASK;1.4;29.54;2260.00;0.00;0.00;58.00;159.86;68.00;30000.00;0.00;40.80;102.89;66.62;80548.88;183.87;168.0;17.0;259.7;-0.4;-999.0;336.8;0.1
Microwave (wanted);HILL 3265;20;1019167;AF 197465;1;8155.000000;-94;H;FT GREELY;99;AR 220302;AK;8066.000000;-202.22;V;0.00;0.00;0.0;IRF MASK;1.4;18.31;2700.00;0.00;0.00;57.00;114.34;67.00;30000.00;0.00;40.80;102.89;66.62;80548.88;183.33;222.0;11.0;259.7;-0.4;-999.0;336.8;0.1
Microwave (wanted);HILL 3265;20;1019167;AF 197465;1;8155.000000;-94;H;FT GREELY;100;AR 220316;AK;8072.000000;-202.23;V;0.00;0.00;0.0;IRF MASK;1.4;18.31;2700.00;0.00;0.00;57.00;114.34;67.00;30000.00;0.00;40.80;102.89;66.62;80548.88;183.34;222.0;11.0;259.7;-0.4;-999.0;336.8;0.1
Microwave (wanted);HILL 3265;20;1019167;AF 197465;1;8155.000000;-94;H;FT GREELY;101;AR 220305;AK;8075.000000;-202.23;V;0.00;0.00;0.0;IRF MASK;1.4;18.31;2700.00;0.00;0.00;57.00;114.34;67.00;30000.00;0.00;40.80;102.89;66.62;80548.88;183.35;222.0;11.0;259.7;-0.4;-999.0;336.8;0.1
Microwave (wanted);HILL 3265;20;1019167;AF 197465;1;8155.000000;-94;H;FT GREELY;102;AR 210726;AK;8099.400000;-199.28;V;0.00;0.00;0.0;IRF MASK;1.4;21.31;2700.00;0.00;0.00;58.00;159.86;68.00;30000.00;0.00;40.80;102.89;66.62;80548.88;183.40;168.0;17.0;259.7;-0.4;-999.0;336.8;0.1
Microwave (wanted);HILL 3265;20;1019167;AF 197465;1;8155.000000;-94;H;FT GREELY;103;AR 210704;AK;8117.800000;-199.32;V;0.00;0.00;0.0;IRF MASK;1.4;21.31;2700.00;0.00;0.00;58.00;159.86;68.00;30000.00;0.00;40.80;102.89;66.62;80548.88;183.44;168.0;17.0;259.7;-0.4;-999.0;336.8;0.1
Microwave (wanted);HILL 3265;20;1019167;AF 197465;1;8155.000000;-94;H;FT GREELY;104;AR 220300;AK;8121.632000;-204.79;V;0.00;0.00;0.0;IRF MASK;1.4;15.85;3850.00;0.00;0.00;57.00;114.34;67.00;30000.00;0.00;40.80;102.89;66.62;80548.88;183.44;222.0;11.0;259.7;-0.4;-999.0;336.8;0.1
Microwave (wanted);HILL 3265;20;1019167;AF 197465;1;8155.000000;-94;H;FT GREELY;105;AR 210706;AK;8123.800000;-199.33;V;0.00;0.00;0.0;IRF MASK;1.4;21.31;2700.00;0.00;0.00;58.00;159.86;68.00;30000.00;0.00;40.80;102.89;66.62;80548.88;183.45;168.0;17.0;259.7;-0.4;-999.0;336.8;0.1
Microwave (wanted);HILL 3265;20;1019167;AF 197465;1;8155.000000;-94;H;FT GREELY;106;AR 190747;AK;8294.396000;-195.45;V;0.00;0.00;0.0;IRF MASK;1.4;25.54;2260.00;0.00;0.00;57.00;159.86;67.00;30000.00;0.00;40.80;102.89;66.62;80548.88;183.79;168.0;17.0;259.7;-0.4;-999.0;336.8;0.1
Microwave (wanted);HILL 3265;20;1019167;AF 197465;1;8155.000000;-94;H;FT GREELY;107;AR 200735;AK;8325.676000;-190.18;V;0.00;0.00;0.0;IRF MASK;1.4;30.88;1940.00;0.00;0.00;58.00;159.86;68.00;30000.00;0.00;40.80;102.89;66.62;80548.88;183.86;168.0;17.0;259.7;-0.4;-999.0;336.8;0.1
Microwave (wanted);HILL 3265;20;1019167;AF 197465;2;8395.000000;-94;H;FT GREELY;83;AR 190764;AK;7959.200000;-123.53;V;0.00;0.00;0.0;IRF MASK;1.4;29.77;3780.00;0.00;0.00;57.00;114.34;0.00;30000.00;0.00;40.80;102.89;66.62;80548.88;183.11;222.0;11.0;259.7;-0.4;-999.0;336.8;0.1
Microwave (wanted);HILL 3265;20;1019167;AF 197465;2;8395.000000;-94;H;FT GREELY;84;AR 190766;AK;7961.800000;-196.70;V;0.00;0.00;0.0;IRF MASK;1.4;23.62;230.00;0.00;0.00;57.00;114.34;67.00;30000.00;0.00;40.80;102.89;66.62;80548.88;183.11;222.0;11.0;259.7;-0.4;-999.0;336.8;0.1
Microwave (wanted);HILL 3265;20;1019167;AF 197465;2;8395.000000;-94;H;FT GREELY;85;AR 220303;AK;8063.000000;-202.21;V;0.00;0.00;0.0;IRF MASK;1.4;18.31;2700.00;0.00;0.00;57.00;114.34;67.00;30000.00;0.00;40.80;102.89;66.62;80548.88;183.32;222.0;11.0;259.7;-0.4;-999.0;336.8;0.1
Microwave (wanted);HILL 3265;20;1019167;AF 197465;2;8395.000000;-94;H;FT GREELY;86;AR 220301;AK;8069.000000;-202.22;V;0.00;0.00;0.0;IRF MASK;1.4;18.31;2700.00;0.00;0.00;57.00;114.34;67.00;30000.00;0.00;40.80;102.89;66.62;80548.88;183.34;222.0;11.0;259.7;-0.4;-999.0;336.8;0.1
Microwave (wanted);HILL 3265;20;1019167;AF 197465;2;8395.000000;-94;H;FT GREELY;87;AR 220306;AK;8077.993000;-202.24;V;0.00;0.00;0.0;IRF MASK;1.4;18.31;2700.00;0.00;0.00;57.00;114.34;67.00;30000.00;0.00;40.80;102.89;66.62;80548.88;183.35;222.0;11.0;259.7;-0.4;-999.0;336.8;0.1
Microwave (wanted);HILL 3265;20;1019167;AF 197465;2;8395.000000;-94;H;FT GREELY;88;AR 210728;AK;8102.400000;-199.29;V;0.00;0.00;0.0;IRF MASK;1.4;21.31;2700.00;0.00;0.00;58.00;159.86;68.00;30000.00;0.00;40.80;102.89;66.62;80548.88;183.40;168.0;17.0;259.7;-0.4;-999.0;336.8;0.1
Microwave (wanted);HILL 3265;20;1019167;AF 197465;2;8395.000000;-94;H;FT GREELY;89;AR 210705;AK;8120.800000;-199.33;V;0.00;0.00;0.0;IRF MASK;1.4;21.31;2700.00;0.00;0.00;58.00;159.86;68.00;30000.00;0.00;40.80;102.89;66.62;80548.88;183.44;168.0;17.0;259.7;-0.4;-999.0;336.8;0.1
Microwave (wanted);HILL 3265;20;1019167;AF 197465;2;8395.000000;-94;H;FT GREELY;90;AR 210703;AK;8128.433000;-199.34;V;0.00;0.00;0.0;IRF MASK;1.4;21.31;2700.00;0.00;0.00;58.00;159.86;68.00;30000.00;0.00;40.80;102.89;66.62;80548.88;183.46;168.0;17.0;259.7;-0.4;-999.0;336.8;0.1
Microwave (wanted);HILL 3265;20;1019167;AF 197465;2;8395.000000;-94;H;FT GREELY;91;AR 210707;AK;8130.658000;-202.36;V;0.00;0.00;0.0;IRF MASK;1.4;18.30;1350.00;0.00;0.00;58.00;159.86;68.00;30000.00;0.00;40.80;102.89;66.62;80548.88;183.46;168.0;17.0;259.7;-0.4;-999.0;336.8;0.1
Microwave (wanted);HILL 3265;20;1019167;AF 197465;2;8395.000000;-94;H;FT GREELY;92;AR 220317;AK;8287.250000;-210.36;V;0.00;0.00;0.0;IRF MASK;1.4;10.62;230.00;0.00;0.00;57.00;159.86;67.00;30000.00;0.00;40.80;102.89;66.62;80548.88;183.78;168.0;17.0;259.7;-0.4;-999.0;336.8;0.1
Microwave (wanted);HILL 3265;20;1019167;AF 197465;2;8395.000000;-94;H;FT GREELY;93;AR 170800;AK;8293.168000;-195.65;V;0.00;0.00;0.0;IRF MASK;1.4;25.34;859.48;0.00;0.00;57.00;114.34;67.00;30000.00;0.00;40.80;102.89;66.62;80548.88;183.79;222.0;11.0;259.7;-0.4;-999.0;336.8;0.1
Microwave (wanted);HILL 3265;20;1019167;AF 197465;2;8395.000000;-94;H;FT GREELY;94;AR 170798;AK;8294.177000;-198.31;V;0.00;0.00;0.0;IRF MASK;1.4;22.68;738.49;0.00;0.00;57.00;114.34;67.00;30000.00;0.00;40.80;102.89;66.62;80548.88;183.79;222.0;11.0;259.7;-0.4;-999.0;336.8;0.1
Microwave (wanted);HILL 3265;20;1019167;AF 197465;2;8395.000000;-94;H;CLEAR;95;AF 210304;AK;8319.123000;-178.32;V;0.00;0.00;0.0;IRF MASK;14.9;20.94;4940.00;0.00;0.00;58.00;95.61;68.00;30000.00;0.00;40.80;11.57;31.15;150644.55;184.01;164.0;17.0;259.7;-0.4;-999.0;68.1;-0.2
Microwave (wanted);HILL 3265;20;1019167;AF 197465;2;8395.000000;-94;H;CLEAR;96;AF 210302;AK;8323.000000;-179.87;V;0.00;0.00;0.0;IRF MASK;15.2;17.86;968.47;0.00;0.00;58.00;95.31;68.00;30000.00;0.00;40.80;11.26;30.52;150140.69;182.81;164.0;17.0;259.7;-0.4;-999.0;68.4;-0.2
Microwave (wanted);HILL 3265;20;1019167;AF 197465;2;8395.000000;-94;H;CLEAR;97;AF 210305;AK;8328.250000;-175.40;V;0.00;0.00;0.0;IRF MASK;14.9;23.88;1940.00;0.00;0.00;58.00;95.61;68.00;30000.00;0.00;40.80;11.57;31.15;150644.55;184.03;164.0;17.0;259.7;-0.4;-999.0;68.1;-0.2
Microwave (wanted);HILL 3265;20;1019167;AF 197465;2;8395.000000;-94;H;FT GREELY;98;AR 190738;AK;8330.854000;-191.53;V;0.00;0.00;0.0;IRF MASK;1.4;29.54;2260.00;0.00;0.00;58.00;159.86;68.00;30000.00;0.00;40.80;102.89;66.62;80548.88;183.87;168.0;17.0;259.7;-0.4;-999.0;336.8;0.1
Microwave (wanted);HILL 3265;20;1019167;AF 197465;2;8395.000000;-94;H;FT GREELY;99;AR 220302;AK;8066.000000;-202.22;V;0.00;0.00;0.0;IRF MASK;1.4;18.31;2700.00;0.00;0.00;57.00;114.34;67.00;30000.00;0.00;40.80;102.89;66.62;80548.88;183.33;222.0;11.0;259.7;-0.4;-999.0;336.8;0.1
Microwave (wanted);HILL 3265;20;1019167;AF 197465;2;8395.000000;-94;H;FT GREELY;100;AR 220316;AK;8072.000000;-202.23;V;0.00;0.00;0.0;IRF MASK;1.4;18.31;2700.00;0.00;0.00;57.00;114.34;67.00;30000.00;0.00;40.80;102.89;66.62;80548.88;183.34;222.0;11.0;259.7;-0.4;-999.0;336.8;0.1
Microwave (wanted);HILL 3265;20;1019167;AF 197465;2;8395.000000;-94;H;FT GREELY;101;AR 220305;AK;8075.000000;-202.23;V;0.00;0.00;0.0;IRF MASK;1.4;18.31;2700.00;0.00;0.00;57.00;114.34;67.00;30000.00;0.00;40.80;102.89;66.62;80548.88;183.35;222.0;11.0;259.7;-0.4;-999.0;336.8;0.1
Microwave (wanted);HILL 3265;20;1019167;AF 197465;2;8395.000000;-94;H;FT GREELY;102;AR 210726;AK;8099.400000;-199.28;V;0.00;0.00;0.0;IRF MASK;1.4;21.31;2700.00;0.00;0.00;58.00;159.86;68.00;30000.00;0.00;40.80;102.89;66.62;80548.88;183.40;168.0;17.0;259.7;-0.4;-999.0;336.8;0.1
Microwave (wanted);HILL 3265;20;1019167;AF 197465;2;8395.000000;-94;H;FT GREELY;103;AR 210704;AK;8117.800000;-199.32;V;0.00;0.00;0.0;IRF MASK;1.4;21.31;2700.00;0.00;0.00;58.00;159.86;68.00;30000.00;0.00;40.80;102.89;66.62;80548.88;183.44;168.0;17.0;259.7;-0.4;-999.0;336.8;0.1
Microwave (wanted);HILL 3265;20;1019167;AF 197465;2;8395.000000;-94;H;FT GREELY;104;AR 220300;AK;8121.632000;-204.79;V;0.00;0.00;0.0;IRF MASK;1.4;15.85;3850.00;0.00;0.00;57.00;114.34;67.00;30000.00;0.00;40.80;102.89;66.62;80548.88;183.44;222.0;11.0;259.7;-0.4;-999.0;336.8;0.1
Microwave (wanted);HILL 3265;20;1019167;AF 197465;2;8395.000000;-94;H;FT GREELY;105;AR 210706;AK;8123.800000;-199.33;V;0.00;0.00;0.0;IRF MASK;1.4;21.31;2700.00;0.00;0.00;58.00;159.86;68.00;30000.00;0.00;40.80;102.89;66.62;80548.88;183.45;168.0;17.0;259.7;-0.4;-999.0;336.8;0.1
Microwave (wanted);HILL 3265;20;1019167;AF 197465;2;8395.000000;-94;H;FT GREELY;106;AR 190747;AK;8294.396000;-195.45;V;0.00;0.00;0.0;IRF MASK;1.4;25.54;2260.00;0.00;0.00;57.00;159.86;67.00;30000.00;0.00;40.80;102.89;66.62;80548.88;183.79;168.0;17.0;259.7;-0.4;-999.0;336.8;0.1
Microwave (wanted);HILL 3265;20;1019167;AF 197465;2;8395.000000;-94;H;FT GREELY;107;AR 200735;AK;8325.676000;-190.18;V;0.00;0.00;0.0;IRF MASK;1.4;30.88;1940.00;0.00;0.00;58.00;159.86;68.00;30000.00;0.00;40.80;102.89;66.62;80548.88;183.86;168.0;17.0;259.7;-0.4;-999.0;336.8;0.1
Microwave (wanted);ATWOOD BLDG;21;1021901;J 183146;1;7645.000000;-94;V;FT GREELY;83;AR 190764;AK;7959.200000;-196.95;V;0.00;0.00;0.0;IRF MASK;0.0;29.77;3780.00;0.00;0.00;57.00;17.59;0.00;30000.00;13.00;30.90;29.36;27.19;375695.22;274.43;222.0;11.0;0.0;0.0;-999.0;29.3;-1.3
Microwave (wanted);ATWOOD BLDG;21;1021901;J 183146;1;7645.000000;-94;V;FT GREELY;84;AR 190766;AK;7961.800000;-259.25;V;0.00;0.00;0.0;IRF MASK;0.0;23.62;230.00;0.00;0.00;57.00;17.59;56.13;30000.00;13.00;30.90;29.36;27.19;375695.22;274.44;222.0;11.0;0.0;0.0;-999.0;29.3;-1.3
Microwave (wanted);ATWOOD BLDG;21;1021901;J 183146;1;7645.000000;-94;V;FT GREELY;85;AR 220303;AK;8063.000000;-264.87;V;0.00;0.00;0.0;IRF MASK;0.0;18.31;2700.00;0.00;0.00;57.00;17.59;56.13;30000.00;13.00;30.90;29.36;27.19;375695.22;274.76;222.0;11.0;0.0;0.0;-999.0;29.3;-1.3
Microwave (wanted);ATWOOD BLDG;21;1021901;J 183146;1;7645.000000;-94;V;FT GREELY;86;AR 220301;AK;8069.000000;-264.89;V;0.00;0.00;0.0;IRF MASK;0.0;18.31;2700.00;0.00;0.00;57.00;17.59;56.13;30000.00;13.00;30.90;29.36;27.19;375695.22;274.78;222.0;11.0;0.0;0.0;-999.0;29.3;-1.3
Microwave (wanted);ATWOOD BLDG;21;1021901;J 183146;1;7645.000000;-94;V;FT GREELY;87;AR 220306;AK;8077.993000;-264.92;V;0.00;0.00;0.0;IRF MASK;0.0;18.31;2700.00;0.00;0.00;57.00;17.59;56.13;30000.00;13.00;30.90;29.36;27.19;375695.22;274.80;222.0;11.0;0.0;0.0;-999.0;29.3;-1.3
Microwave (wanted);ATWOOD BLDG;21;1021901;J 183146;1;7645.000000;-94;V;FT GREELY;88;AR 210728;AK;8102.400000;-272.08;V;0.00;0.00;0.0;IRF MASK;0.0;21.31;2700.00;0.00;0.00;58.00;44.53;67.22;30000.00;13.00;30.90;29.36;27.19;375695.22;274.88;168.0;17.0;0.0;0.0;-999.0;29.3;-1.3
Microwave (wanted);ATWOOD BLDG;21;1021901;J 183146;1;7645.000000;-94;V;FT GREELY;99;AR 220302;AK;8066.000000;-264.88;V;0.00;0.00;0.0;IRF MASK;0.0;18.31;2700.00;0.00;0.00;57.00;17.59;56.13;30000.00;13.00;30.90;29.36;27.19;375695.22;274.77;222.0;11.0;0.0;0.0;-999.0;29.3;-1.3
Microwave (wanted);ATWOOD BLDG;21;1021901;J 183146;1;7645.000000;-94;V;FT GREELY;100;AR 220316;AK;8072.000000;-264.90;V;0.00;0.00;0.0;IRF MASK;0.0;18.31;2700.00;0.00;0.00;57.00;17.59;56.13;30000.00;13.00;30.90;29.36;27.19;375695.22;274.79;222.0;11.0;0.0;0.0;-999.0;29.3;-1.3
Microwave (wanted);ATWOOD BLDG;21;1021901;J 183146;1;7645.000000;-94;V;FT GREELY;101;AR 220305;AK;8075.000000;-264.91;V;0.00;0.00;0.0;IRF MASK;0.0;18.31;2700.00;0.00;0.00;57.00;17.59;56.13;30000.00;13.00;30.90;29.36;27.19;375695.22;274.79;222.0;11.0;0.0;0.0;-999.0;29.3;-1.3
Microwave (wanted);ATWOOD BLDG;21;1021901;J 183146;1;7645.000000;-94;V;FT GREELY;102;AR 210726;AK;8099.400000;-272.07;V;0.00;0.00;0.0;IRF MASK;0.0;21.31;2700.00;0.00;0.00;58.00;44.53;67.22;30000.00;13.00;30.90;29.36;27.19;375695.22;274.87;168.0;17.0;0.0;0.0;-999.0;29.3;-1.3
Microwave (wanted);DONNELLY DOME;23;1022700;AF 226501;1;7740.000000;-95;V;FT GREELY;83;AR 190764;AK;7959.200000;-53.80;V;41.20;41.20;0.0;IRF MASK;0.0;29.77;3780.00;0.00;0.00;57.00;32.29;0.00;20000.00;0.00;37.00;47.97;41.67;22668.01;135.91;222.0;11.0;323.1;-0.6;-999.0;11.1;1.2
Microwave (wanted);DONNELLY DOME;23;1022700;AF 226501;1;7740.000000;-95;V;FT GREELY;84;AR 190766;AK;7961.800000;-122.69;V;0.01;41.20;0.0;IRF MASK;0.0;23.62;230.00;0.00;0.00;57.00;32.29;62.73;20000.00;0.00;37.00;47.97;41.67;22668.01;135.91;222.0;11.0;323.1;-0.6;-999.0;11.1;1.2
Microwave (wanted);QUARRY HILL;25;AR24;AR 039004;1;7928.000000;-94;V;FT GREELY;83;AR 190764;AK;7959.200000;-135.30;V;0.00;0.00;0.0;IRF MASK;0.0;29.77;3780.00;0.00;0.00;57.00;92.86;0.00;30000.00;0.00;41.00;169.59;47.65;96423.73;215.43;222.0;11.0;304.5;-0.3;-999.0;134.9;-0.4
Microwave (wanted);QUARRY HILL;25;AR24;AR 039004;1;7928.000000;-94;V;FT GREELY;84;AR 190766;AK;7961.800000;-208.47;V;0.00;0.00;0.0;IRF MASK;0.0;23.62;230.00;0.00;0.00;57.00;92.86;67.00;30000.00;0.00;41.00;169.59;47.65;96423.73;215.44;222.0;11.0;304.5;-0.3;-999.0;134.9;-0.4
Microwave (wanted);QUARRY HILL;25;AR24;AR 039004;1;7928.000000;-94;V;FT GREELY;85;AR 220303;AK;8063.000000;-214.09;V;0.00;0.00;0.0;IRF MASK;0.0;18.31;2700.00;0.00;0.00;57.00;92.86;67.00;30000.00;0.00;41.00;169.59;47.65;96423.73;215.75;222.0;11.0;304.5;-0.3;-999.0;134.9;-0.4
Microwave (wanted);QUARRY HILL;25;AR24;AR 039004;1;7928.000000;-94;V;FT GREELY;86;AR 220301;AK;8069.000000;-214.11;V;0.00;0.00;0.0;IRF MASK;0.0;18.31;2700.00;0.00;0.00;57.00;92.86;67.00;30000.00;0.00;41.00;169.59;47.65;96423.73;215.77;222.0;11.0;304.5;-0.3;-999.0;134.9;-0.4
Microwave (wanted);QUARRY HILL;25;AR24;AR 039004;1;7928.000000;-94;V;FT GREELY;87;AR 220306;AK;8077.993000;-214.13;V;0.00;0.00;0.0;IRF MASK;0.0;18.31;2700.00;0.00;0.00;57.00;92.86;67.00;30000.00;0.00;41.00;169.59;47.65;96423.73;215.80;222.0;11.0;304.5;-0.3;-999.0;134.9;-0.4
Microwave (wanted);QUARRY HILL;25;AR24;AR 039004;1;7928.000000;-94;V;FT GREELY;88;AR 210728;AK;8102.400000;-211.21;V;0.00;0.00;0.0;IRF MASK;0.0;21.31;2700.00;0.00;0.00;58.00;143.08;68.00;30000.00;0.00;41.00;169.59;47.65;96423.73;215.87;168.0;17.0;304.5;-0.3;-999.0;134.9;-0.4
Microwave (wanted);QUARRY HILL;25;AR24;AR 039004;1;7928.000000;-94;V;FT GREELY;89;AR 210705;AK;8120.800000;-211.26;V;0.00;0.00;0.0;IRF MASK;0.0;21.31;2700.00;0.00;0.00;58.00;143.08;68.00;30000.00;0.00;41.00;169.59;47.65;96423.73;215.93;168.0;17.0;304.5;-0.3;-999.0;134.9;-0.4
Microwave (wanted);QUARRY HILL;25;AR24;AR 039004;1;7928.000000;-94;V;FT GREELY;90;AR 210703;AK;8128.433000;-211.29;V;0.00;0.00;0.0;IRF MASK;0.0;21.31;2700.00;0.00;0.00;58.00;143.08;68.00;30000.00;0.00;41.00;169.59;47.65;96423.73;215.95;168.0;17.0;304.5;-0.3;-999.0;134.9;-0.4
Microwave (wanted);QUARRY HILL;25;AR24;AR 039004;1;7928.000000;-94;V;FT GREELY;91;AR 210707;AK;8130.658000;-214.31;V;0.00;0.00;0.0;IRF MASK;0.0;18.30;1350.00;0.00;0.00;58.00;143.08;68.00;30000.00;0.00;41.00;169.59;47.65;96423.73;215.96;168.0;17.0;304.5;-0.3;-999.0;134.9;-0.4
Microwave (wanted);QUARRY HILL;25;AR24;AR 039004;1;7928.000000;-94;V;FT GREELY;92;AR 220317;AK;8287.250000;-222.47;V;0.00;0.00;0.0;IRF MASK;0.0;10.62;230.00;0.00;0.00;57.00;143.08;67.00;30000.00;0.00;41.00;169.59;47.65;96423.73;216.43;168.0;17.0;304.5;-0.3;-999.0;134.9;-0.4
Microwave (wanted);QUARRY HILL;25;AR24;AR 039004;1;7928.000000;-94;V;FT GREELY;93;AR 170800;AK;8293.168000;-207.76;V;0.00;0.00;0.0;IRF MASK;0.0;25.34;859.48;0.00;0.00;57.00;92.86;67.00;30000.00;0.00;41.00;169.59;47.65;96423.73;216.45;222.0;11.0;304.5;-0.3;-999.0;134.9;-0.4
Microwave (wanted);QUARRY HILL;25;AR24;AR 039004;1;7928.000000;-94;V;FT GREELY;94;AR 170798;AK;8294.177000;-210.42;V;0.00;0.00;0.0;IRF MASK;0.0;22.68;738.49;0.00;0.00;57.00;92.86;67.00;30000.00;0.00;41.00;169.59;47.65;96423.73;216.45;222.0;11.0;304.5;-0.3;-999.0;134.9;-0.4
Microwave (wanted);QUARRY HILL;25;AR24;AR 039004;1;7928.000000;-94;V;CLEAR;95;AF 210304;AK;8319.123000;-191.27;V;0.00;0.00;0.0;IRF MASK;0.0;20.94;4940.00;0.00;0.00;58.00;99.46;68.00;30000.00;0.00;41.00;60.42;47.65;114782.55;195.56;164.0;17.0;304.5;-0.3;-999.0;244.1;-0.4
Microwave (wanted);QUARRY HILL;25;AR24;AR 039004;1;7928.000000;-94;V;CLEAR;96;AF 210302;AK;8323.000000;-188.66;V;0.00;0.00;0.0;IRF MASK;0.0;17.86;968.47;0.00;0.00;58.00;99.08;68.00;30000.00;0.00;41.00;60.02;47.65;114221.80;189.87;164.0;17.0;304.5;-0.3;-999.0;244.5;-0.4
Microwave (wanted);QUARRY HILL;25;AR24;AR 039004;1;7928.000000;-94;V;CLEAR;97;AF 210305;AK;8328.250000;-188.35;V;0.00;0.00;0.0;IRF MASK;0.0;23.88;1940.00;0.00;0.00;58.00;99.46;68.00;30000.00;0.00;41.00;60.42;47.65;114782.55;195.57;164.0;17.0;304.5;-0.3;-999.0;244.1;-0.4
Microwave (wanted);QUARRY HILL;25;AR24;AR 039004;1;7928.000000;-94;V;FT GREELY;98;AR 190738;AK;8330.854000;-203.67;V;0.00;0.00;0.0;IRF MASK;0.0;29.54;2260.00;0.00;0.00;58.00;143.08;68.00;30000.00;0.00;41.00;169.59;47.65;96423.73;216.56;168.0;17.0;304.5;-0.3;-999.0;134.9;-0.4
Microwave (wanted);QUARRY HILL;25;AR24;AR 039004;1;7928.000000;-94;V;FT GREELY;99;AR 220302;AK;8066.000000;-214.10;V;0.00;0.00;0.0;IRF MASK;0.0;18.31;2700.00;0.00;0.00;57.00;92.86;67.00;30000.00;0.00;41.00;169.59;47.65;96423.73;215.76;222.0;11.0;304.5;-0.3;-999.0;134.9;-0.4
Microwave (wanted);QUARRY HILL;25;AR24;AR 039004;1;7928.000000;-94;V;FT GREELY;100;AR 220316;AK;8072.000000;-214.11;V;0.00;0.00;0.0;IRF MASK;0.0;18.31;2700.00;0.00;0.00;57.00;92.86;67.00;30000.00;0.00;41.00;169.59;47.65;96423.73;215.78;222.0;11.0;304.5;-0.3;-999.0;134.9;-0.4
Microwave (wanted);QUARRY HILL;25;AR24;AR 039004;1;7928.000000;-94;V;FT GREELY;101;AR 220305;AK;8075.000000;-214.12;V;0.00;0.00;0.0;IRF MASK;0.0;18.31;2700.00;0.00;0.00;57.00;92.86;67.00;30000.00;0.00;41.00;169.59;47.65;96423.73;215.79;222.0;11.0;304.5;-0.3;-999.0;134.9;-0.4
Microwave (wanted);QUARRY HILL;25;AR24;AR 039004;1;7928.000000;-94;V;FT GREELY;102;AR 210726;AK;8099.400000;-211.20;V;0.00;0.00;0.0;IRF MASK;0.0;21.31;2700.00;0.00;0.00;58.00;143.08;68.00;30000.00;0.00;41.00;169.59;47.65;96423.73;215.86;168.0;17.0;304.5;-0.3;-999.0;134.9;-0.4
Microwave (wanted);QUARRY HILL;25;AR24;AR 039004;1;7928.000000;-94;V;FT GREELY;103;AR 210704;AK;8117.800000;-211.26;V;0.00;0.00;0.0;IRF MASK;0.0;21.31;2700.00;0.00;0.00;58.00;143.08;68.00;30000.00;0.00;41.00;169.59;47.65;96423.73;215.92;168.0;17.0;304.5;-0.3;-999.0;134.9;-0.4
Microwave (wanted);QUARRY HILL;25;AR24;AR 039004;1;7928.000000;-94;V;FT GREELY;104;AR 220300;AK;8121.632000;-216.73;V;0.00;0.00;0.0;IRF MASK;0.0;15.85;3850.00;0.00;0.00;57.00;92.86;67.00;30000.00;0.00;41.00;169.59;47.65;96423.73;215.93;222.0;11.0;304.5;-0.3;-999.0;134.9;-0.4
Microwave (wanted);QUARRY HILL;25;AR24;AR 039004;1;7928.000000;-94;V;FT GREELY;105;AR 210706;AK;8123.800000;-211.27;V;0.00;0.00;0.0;IRF MASK;0.0;21.31;2700.00;0.00;0.00;58.00;143.08;68.00;30000.00;0.00;41.00;169.59;47.65;96423.73;215.94;168.0;17.0;304.5;-0.3;-999.0;134.9;-0.4
Microwave (wanted);QUARRY HILL;25;AR24;AR 039004;1;7928.000000;-94;V;FT GREELY;106;AR 190747;AK;8294.396000;-207.56;V;0.00;0.00;0.0;IRF MASK;0.0;25.54;2260.00;0.00;0.00;57.00;143.08;67.00;30000.00;0.00;41.00;169.59;47.65;96423.73;216.45;168.0;17.0;304.5;-0.3;-999.0;134.9;-0.4
Microwave (wanted);QUARRY HILL;25;AR24;AR 039004;1;7928.000000;-94;V;FT GREELY;107;AR 200735;AK;8325.676000;-202.32;V;0.00;0.00;0.0;IRF MASK;0.0;30.88;1940.00;0.00;0.00;58.00;143.08;68.00;30000.00;0.00;41.00;169.59;47.65;96423.73;216.55;168.0;17.0;304.5;-0.3;-999.0;134.9;-0.4
Microwave (wanted);BIRCH HILL;26;AR24;AR 039005;1;7696.500000;-94;V;FT GREELY;83;AR 190764;AK;7959.200000;-78.36;V;15.76;15.76;0.0;IRF MASK;0.0;29.77;3780.00;0.00;0.00;57.00;88.45;0.00;30000.00;0.00;41.00;5.91;24.94;135240.11;181.19;222.0;11.0;124.5;-0.3;-999.0;130.4;-0.5
Microwave (wanted);BIRCH HILL;26;AR24;AR 039005;1;7696.500000;-94;V;FT GREELY;84;AR 190766;AK;7961.800000;-151.52;V;0.00;15.76;0.0;IRF MASK;0.0;23.62;230.00;0.00;0.00;57.00;88.45;67.00;30000.00;0.00;41.00;5.91;24.94;135240.11;181.20;222.0;11.0;124.5;-0.3;-999.0;130.4;-0.5
Microwave (wanted);BIRCH HILL;26;AR24;AR 039005;1;7696.500000;-94;V;FT GREELY;85;AR 220303;AK;8063.000000;-157.04;V;0.00;15.76;0.0;IRF MASK;0.0;18.31;2700.00;0.00;0.00;57.00;88.45;67.00;30000.00;0.00;41.00;5.91;24.94;135240.11;181.42;222.0;11.0;124.5;-0.3;-999.0;130.4;-0.5
Microwave (wanted);BIRCH HILL;26;AR24;AR 039005;1;7696.500000;-94;V;FT GREELY;86;AR 220301;AK;8069.000000;-157.06;V;0.00;15.76;0.0;IRF MASK;0.0;18.31;2700.00;0.00;0.00;57.00;88.45;67.00;30000.00;0.00;41.00;5.91;24.94;135240.11;181.43;222.0;11.0;124.5;-0.3;-999.0;130.4;-0.5
Microwave (wanted);BIRCH HILL;26;AR24;AR 039005;1;7696.500000;-94;V;FT GREELY;87;AR 220306;AK;8077.993000;-157.08;V;0.00;15.76;0.0;IRF MASK;0.0;18.31;2700.00;0.00;0.00;57.00;88.45;67.00;30000.00;0.00;41.00;5.91;24.94;135240.11;181.45;222.0;11.0;124.5;-0.3;-999.0;130.4;-0.5
Microwave (wanted);BIRCH HILL;26;AR24;AR 039005;1;7696.500000;-94;V;FT GREELY;88;AR 210728;AK;8102.400000;-154.13;V;0.00;15.76;0.0;IRF MASK;0.0;21.31;2700.00;0.00;0.00;58.00;139.10;68.00;30000.00;0.00;41.00;5.91;24.94;135240.11;181.50;168.0;17.0;124.5;-0.3;-999.0;130.4;-0.5
Microwave (wanted);BIRCH HILL;26;AR24;AR 039005;1;7696.500000;-94;V;FT GREELY;89;AR 210705;AK;8120.800000;-154.17;V;0.00;15.76;0.0;IRF MASK;0.0;21.31;2700.00;0.00;0.00;58.00;139.10;68.00;30000.00;0.00;41.00;5.91;24.94;135240.11;181.54;168.0;17.0;124.5;-0.3;-999.0;130.4;-0.5
Microwave (wanted);BIRCH HILL;26;AR24;AR 039005;1;7696.500000;-94;V;FT GREELY;90;AR 210703;AK;8128.433000;-154.18;V;0.00;15.76;0.0;IRF MASK;0.0;21.31;2700.00;0.00;0.00;58.00;139.10;68.00;30000.00;0.00;41.00;5.91;24.94;135240.11;181.56;168.0;17.0;124.5;-0.3;-999.0;130.4;-0.5
Microwave (wanted);BIRCH HILL;26;AR24;AR 039005;1;7696.500000;-94;V;FT GREELY;91;AR 210707;AK;8130.658000;-157.20;V;0.00;15.76;0.0;IRF MASK;0.0;18.30;1350.00;0.00;0.00;58.00;139.10;68.00;30000.00;0.00;41.00;5.91;24.94;135240.11;181.56;168.0;17.0;124.5;-0.3;-999.0;130.4;-0.5
Microwave (wanted);BIRCH HILL;26;AR24;AR 039005;1;7696.500000;-94;V;FT GREELY;99;AR 220302;AK;8066.000000;-157.05;V;0.00;15.76;0.0;IRF MASK;0.0;18.31;2700.00;0.00;0.00;57.00;88.45;67.00;30000.00;0.00;41.00;5.91;24.94;135240.11;181.42;222.0;11.0;124.5;-0.3;-999.0;130.4;-0.5
Microwave (wanted);BIRCH HILL;26;AR24;AR 039005;1;7696.500000;-94;V;FT GREELY;100;AR 220316;AK;8072.000000;-157.06;V;0.00;15.76;0.0;IRF MASK;0.0;18.31;2700.00;0.00;0.00;57.00;88.45;67.00;30000.00;0.00;41.00;5.91;24.94;135240.11;181.44;222.0;11.0;124.5;-0.3;-999.0;130.4;-0.5
Microwave (wanted);BIRCH HILL;26;AR24;AR 039005;1;7696.500000;-94;V;FT GREELY;101;AR 220305;AK;8075.000000;-157.07;V;0.00;15.76;0.0;IRF MASK;0.0;18.31;2700.00;0.00;0.00;57.00;88.45;67.00;30000.00;0.00;41.00;5.91;24.94;135240.11;181.44;222.0;11.0;124.5;-0.3;-999.0;130.4;-0.5
Microwave (wanted);BIRCH HILL;26;AR24;AR 039005;1;7696.500000;-94;V;FT GREELY;102;AR 210726;AK;8099.400000;-154.12;V;0.00;15.76;0.0;IRF MASK;0.0;21.31;2700.00;0.00;0.00;58.00;139.10;68.00;30000.00;0.00;41.00;5.91;24.94;135240.11;181.50;168.0;17.0;124.5;-0.3;-999.0;130.4;-0.5
Microwave (wanted);BIRCH HILL;26;AR24;AR 039005;1;7696.500000;-94;V;FT GREELY;103;AR 210704;AK;8117.800000;-154.16;V;0.00;15.76;0.0;IRF MASK;0.0;21.31;2700.00;0.00;0.00;58.00;139.10;68.00;30000.00;0.00;41.00;5.91;24.94;135240.11;181.54;168.0;17.0;124.5;-0.3;-999.0;130.4;-0.5
Microwave (wanted);BIRCH HILL;26;AR24;AR 039005;1;7696.500000;-94;V;FT GREELY;104;AR 220300;AK;8121.632000;-159.63;V;0.00;15.76;0.0;IRF MASK;0.0;15.85;3850.00;0.00;0.00;57.00;88.45;67.00;30000.00;0.00;41.00;5.91;24.94;135240.11;181.54;222.0;11.0;124.5;-0.3;-999.0;130.4;-0.5
Microwave (wanted);BIRCH HILL;26;AR24;AR 039005;1;7696.500000;-94;V;FT GREELY;105;AR 210706;AK;8123.800000;-154.17;V;0.00;15.76;0.0;IRF MASK;0.0;21.31;2700.00;0.00;0.00;58.00;139.10;68.00;30000.00;0.00;41.00;5.91;24.94;135240.11;181.55;168.0;17.0;124.5;-0.3;-999.0;130.4;-0.5
Microwave (wanted);QUARRY HILL;49;X_1019160;AF 197438;1;8065.000000;-94;H;FT GREELY;83;AR 190764;AK;7959.200000;-132.36;V;0.00;0.00;0.0;IRF MASK;18.4;29.77;3780.00;0.00;0.00;57.00;92.66;0.00;30000.00;0.00;40.80;45.29;39.71;95802.01;201.85;222.0;11.0;180.0;-0.1;-999.0;314.7;-0.4
Microwave (wanted);QUARRY HILL;49;X_1019160;AF 197438;1;8065.000000;-94;H;FT GREELY;84;AR 190766;AK;7961.800000;-205.52;V;0.00;0.00;0.0;IRF MASK;18.4;23.62;230.00;0.00;0.00;57.00;92.66;67.00;30000.00;0.00;40.80;45.29;39.71;95802.01;201.86;222.0;11.0;180.0;-0.1;-999.0;314.7;-0.4
Microwave (wanted);QUARRY HILL;49;X_1019160;AF 197438;1;8065.000000;-94;H;FT GREELY;85;AR 220303;AK;8063.000000;-211.08;V;0.00;0.00;-0.0;IRF MASK;18.4;18.31;2700.00;0.00;0.00;57.00;92.66;67.00;30000.00;0.00;40.80;45.29;39.71;95802.01;202.12;222.0;11.0;180.0;-0.1;-999.0;314.7;-0.4
Microwave (wanted);QUARRY HILL;49;X_1019160;AF 197438;1;8065.000000;-94;H;FT GREELY;86;AR 220301;AK;8069.000000;-211.09;V;0.00;0.00;-0.0;IRF MASK;18.4;18.31;2700.00;0.00;0.00;57.00;92.66;67.00;30000.00;0.00;40.80;45.29;39.71;95802.01;202.13;222.0;11.0;180.0;-0.1;-999.0;314.7;-0.4
Microwave (wanted);QUARRY HILL;49;X_1019160;AF 197438;1;8065.000000;-94;H;FT GREELY;87;AR 220306;AK;8077.993000;-211.12;V;0.00;0.00;-0.0;IRF MASK;18.4;18.31;2700.00;0.00;0.00;57.00;92.66;67.00;30000.00;0.00;40.80;45.29;39.71;95802.01;202.15;222.0;11.0;180.0;-0.1;-999.0;314.7;-0.4
Microwave (wanted);QUARRY HILL;49;X_1019160;AF 197438;1;8065.000000;-94;H;FT GREELY;88;AR 210728;AK;8102.400000;-208.18;V;0.00;0.00;0.0;IRF MASK;18.4;21.31;2700.00;0.00;0.00;58.00;142.92;68.00;30000.00;0.00;40.80;45.29;39.71;95802.01;202.22;168.0;17.0;180.0;-0.1;-999.0;314.7;-0.4
Microwave (wanted);QUARRY HILL;49;X_1019160;AF 197438;1;8065.000000;-94;H;FT GREELY;89;AR 210705;AK;8120.800000;-208.23;V;0.00;0.00;0.0;IRF MASK;18.4;21.31;2700.00;0.00;0.00;58.00;142.92;68.00;30000.00;0.00;40.80;45.29;39.71;95802.01;202.26;168.0;17.0;180.0;-0.1;-999.0;314.7;-0.4
Microwave (wanted);QUARRY HILL;49;X_1019160;AF 197438;1;8065.000000;-94;H;FT GREELY;90;AR 210703;AK;8128.433000;-208.24;V;0.00;0.00;0.0;IRF MASK;18.4;21.31;2700.00;0.00;0.00;58.00;142.92;68.00;30000.00;0.00;40.80;45.29;39.71;95802.01;202.28;168.0;17.0;180.0;-0.1;-999.0;314.7;-0.4
Microwave (wanted);QUARRY HILL;49;X_1019160;AF 197438;1;8065.000000;-94;H;FT GREELY;91;AR 210707;AK;8130.658000;-211.26;V;0.00;0.00;0.0;IRF MASK;18.4;18.30;1350.00;0.00;0.00;58.00;142.92;68.00;30000.00;0.00;40.80;45.29;39.71;95802.01;202.29;168.0;17.0;180.0;-0.1;-999.0;314.7;-0.4
Microwave (wanted);QUARRY HILL;49;X_1019160;AF 197438;1;8065.000000;-94;H;FT GREELY;92;AR 220317;AK;8287.250000;-219.33;V;0.00;0.00;0.0;IRF MASK;18.4;10.62;230.00;0.00;0.00;57.00;142.92;67.00;30000.00;0.00;40.80;45.29;39.71;95802.01;202.67;168.0;17.0;180.0;-0.1;-999.0;314.7;-0.4
Microwave (wanted);QUARRY HILL;49;X_1019160;AF 197438;1;8065.000000;-94;H;FT GREELY;93;AR 170800;AK;8293.168000;-204.62;V;0.00;0.00;0.0;IRF MASK;18.4;25.34;859.48;0.00;0.00;57.00;92.66;67.00;30000.00;0.00;40.80;45.29;39.71;95802.01;202.69;222.0;11.0;180.0;-0.1;-999.0;314.7;-0.4
Microwave (wanted);QUARRY HILL;49;X_1019160;AF 197438;1;8065.000000;-94;H;FT GREELY;94;AR 170798;AK;8294.177000;-207.29;V;0.00;0.00;0.0;IRF MASK;18.4;22.68;738.49;0.00;0.00;57.00;92.66;67.00;30000.00;0.00;40.80;45.29;39.71;95802.01;202.69;222.0;11.0;180.0;-0.1;-999.0;314.7;-0.4
Microwave (wanted);QUARRY HILL;49;X_1019160;AF 197438;1;8065.000000;-94;H;CLEAR;95;AF 210304;AK;8319.123000;-180.23;V;0.00;0.00;0.0;IRF MASK;16.8;20.94;4940.00;0.00;0.00;58.00;99.13;68.00;30000.00;0.00;40.80;64.44;47.08;114666.94;168.07;164.0;17.0;180.0;-0.1;-999.0;64.4;-0.3
Microwave (wanted);QUARRY HILL;49;X_1019160;AF 197438;1;8065.000000;-94;H;CLEAR;96;AF 210302;AK;8323.000000;-181.50;V;0.00;0.00;0.0;IRF MASK;16.9;17.86;968.47;0.00;0.00;58.00;98.75;68.00;30000.00;0.00;40.80;64.84;47.20;114111.06;166.08;164.0;17.0;180.0;-0.1;-999.0;64.8;-0.3
Microwave (wanted);QUARRY HILL;49;X_1019160;AF 197438;1;8065.000000;-94;H;CLEAR;97;AF 210305;AK;8328.250000;-177.31;V;0.00;0.00;0.0;IRF MASK;16.8;23.88;1940.00;0.00;0.00;58.00;99.13;68.00;30000.00;0.00;40.80;64.44;47.08;114666.94;168.08;164.0;17.0;180.0;-0.1;-999.0;64.4;-0.3
Microwave (wanted);QUARRY HILL;49;X_1019160;AF 197438;1;8065.000000;-94;H;FT GREELY;98;AR 190738;AK;8330.854000;-200.52;V;0.00;0.00;0.0;IRF MASK;18.4;29.54;2260.00;0.00;0.00;58.00;142.92;68.00;30000.00;0.00;40.80;45.29;39.71;95802.01;202.78;168.0;17.0;180.0;-0.1;-999.0;314.7;-0.4
Microwave (wanted);QUARRY HILL;49;X_1019160;AF 197438;1;8065.000000;-94;H;FT GREELY;99;AR 220302;AK;8066.000000;-211.09;V;0.00;0.00;-0.0;IRF MASK;18.4;18.31;2700.00;0.00;0.00;57.00;92.66;67.00;30000.00;0.00;40.80;45.29;39.71;95802.01;202.12;222.0;11.0;180.0;-0.1;-999.0;314.7;-0.4
Microwave (wanted);QUARRY HILL;49;X_1019160;AF 197438;1;8065.000000;-94;H;FT GREELY;100;AR 220316;AK;8072.000000;-211.10;V;0.00;0.00;-0.0;IRF MASK;18.4;18.31;2700.00;0.00;0.00;57.00;92.66;67.00;30000.00;0.00;40.80;45.29;39.71;95802.01;202.14;222.0;11.0;180.0;-0.1;-999.0;314.7;-0.4
Microwave (wanted);QUARRY HILL;49;X_1019160;AF 197438;1;8065.000000;-94;H;FT GREELY;101;AR 220305;AK;8075.000000;-211.11;V;0.00;0.00;-0.0;IRF MASK;18.4;18.31;2700.00;0.00;0.00;57.00;92.66;67.00;30000.00;0.00;40.80;45.29;39.71;95802.01;202.15;222.0;11.0;180.0;-0.1;-999.0;314.7;-0.4
Microwave (wanted);QUARRY HILL;49;X_1019160;AF 197438;1;8065.000000;-94;H;FT GREELY;102;AR 210726;AK;8099.400000;-208.17;V;0.00;0.00;0.0;IRF MASK;18.4;21.31;2700.00;0.00;0.00;58.00;142.92;68.00;30000.00;0.00;40.80;45.29;39.71;95802.01;202.21;168.0;17.0;180.0;-0.1;-999.0;314.7;-0.4
Microwave (wanted);QUARRY HILL;49;X_1019160;AF 197438;1;8065.000000;-94;H;FT GREELY;103;AR 210704;AK;8117.800000;-208.22;V;0.00;0.00;0.0;IRF MASK;18.4;21.31;2700.00;0.00;0.00;58.00;142.92;68.00;30000.00;0.00;40.80;45.29;39.71;95802.01;202.25;168.0;17.0;180.0;-0.1;-999.0;314.7;-0.4
Microwave (wanted);QUARRY HILL;49;X_1019160;AF 197438;1;8065.000000;-94;H;FT GREELY;104;AR 220300;AK;8121.632000;-213.69;V;0.00;0.00;0.0;IRF MASK;18.4;15.85;3850.00;0.00;0.00;57.00;92.66;67.00;30000.00;0.00;40.80;45.29;39.71;95802.01;202.26;222.0;11.0;180.0;-0.1;-999.0;314.7;-0.4
Microwave (wanted);QUARRY HILL;49;X_1019160;AF 197438;1;8065.000000;-94;H;FT GREELY;105;AR 210706;AK;8123.800000;-208.23;V;0.00;0.00;0.0;IRF MASK;18.4;21.31;2700.00;0.00;0.00;58.00;142.92;68.00;30000.00;0.00;40.80;45.29;39.71;95802.01;202.27;168.0;17.0;180.0;-0.1;-999.0;314.7;-0.4
Microwave (wanted);QUARRY HILL;49;X_1019160;AF 197438;1;8065.000000;-94;H;FT GREELY;106;AR 190747;AK;8294.396000;-204.43;V;0.00;0.00;0.0;IRF MASK;18.4;25.54;2260.00;0.00;0.00;57.00;142.92;67.00;30000.00;0.00;40.80;45.29;39.71;95802.01;202.69;168.0;17.0;180.0;-0.1;-999.0;314.7;-0.4
Microwave (wanted);QUARRY HILL;49;X_1019160;AF 197438;1;8065.000000;-94;H;FT GREELY;107;AR 200735;AK;8325.676000;-199.17;V;0.00;0.00;0.0;IRF MASK;18.4;30.88;1940.00;0.00;0.00;58.00;142.92;68.00;30000.00;0.00;40.80;45.29;39.71;95802.01;202.77;168.0;17.0;180.0;-0.1;-999.0;314.7;-0.4
Microwave (wanted);HARDING LAKE;50;X_1019160;AF 197439;1;8425.000000;-94;H;FT GREELY;83;AR 190764;AK;7959.200000;-130.05;V;0.00;0.00;0.0;IRF MASK;1.0;29.77;3780.00;0.00;0.00;57.00;80.17;0.00;30000.00;0.00;40.80;121.98;67.00;76816.55;189.62;222.0;11.0;0.0;-0.3;-999.0;302.0;-0.2
Microwave (wanted);HARDING LAKE;50;X_1019160;AF 197439;1;8425.000000;-94;H;FT GREELY;84;AR 190766;AK;7961.800000;-203.21;V;0.00;0.00;0.0;IRF MASK;1.0;23.62;230.00;0.00;0.00;57.00;80.17;67.00;30000.00;0.00;40.80;121.98;67.00;76816.55;189.63;222.0;11.0;0.0;-0.3;-999.0;302.0;-0.2
Microwave (wanted);HARDING LAKE;50;X_1019160;AF 197439;1;8425.000000;-94;H;FT GREELY;85;AR 220303;AK;8063.000000;-208.77;V;0.00;0.00;0.0;IRF MASK;1.0;18.31;2700.00;0.00;0.00;57.00;80.17;67.00;30000.00;0.00;40.80;121.98;67.00;76816.55;189.88;222.0;11.0;0.0;-0.3;-999.0;302.0;-0.2
Microwave (wanted);HARDING LAKE;50;X_1019160;AF 197439;1;8425.000000;-94;H;FT GREELY;86;AR 220301;AK;8069.000000;-208.79;V;0.00;0.00;0.0;IRF MASK;1.0;18.31;2700.00;0.00;0.00;57.00;80.17;67.00;30000.00;0.00;40.80;121.98;67.00;76816.55;189.90;222.0;11.0;0.0;-0.3;-999.0;302.0;-0.2
Microwave (wanted);HARDING LAKE;50;X_1019160;AF 197439;1;8425.000000;-94;H;FT GREELY;87;AR 220306;AK;8077.993000;-208.81;V;0.00;0.00;0.0;IRF MASK;1.0;18.31;2700.00;0.00;0.00;57.00;80.17;67.00;30000.00;0.00;40.80;121.98;67.00;76816.55;189.92;222.0;11.0;0.0;-0.3;-999.0;302.0;-0.2
Microwave (wanted);HARDING LAKE;50;X_1019160;AF 197439;1;8425.000000;-94;H;FT GREELY;88;AR 210728;AK;8102.400000;-205.87;V;0.00;0.00;0.0;IRF MASK;1.0;21.31;2700.00;0.00;0.00;58.00;131.55;68.00;30000.00;0.00;40.80;121.98;67.00;76816.55;189.98;168.0;17.0;0.0;-0.3;-999.0;302.0;-0.2
Microwave (wanted);HARDING LAKE;50;X_1019160;AF 197439;1;8425.000000;-94;H;FT GREELY;89;AR 210705;AK;8120.800000;-205.91;V;0.00;0.00;0.0;IRF MASK;1.0;21.31;2700.00;0.00;0.00;58.00;131.55;68.00;30000.00;0.00;40.80;121.98;67.00;76816.55;190.03;168.0;17.0;0.0;-0.3;-999.0;302.0;-0.2
Microwave (wanted);HARDING LAKE;50;X_1019160;AF 197439;1;8425.000000;-94;H;FT GREELY;90;AR 210703;AK;8128.433000;-205.93;V;0.00;0.00;0.0;IRF MASK;1.0;21.31;2700.00;0.00;0.00;58.00;131.55;68.00;30000.00;0.00;40.80;121.98;67.00;76816.55;190.05;168.0;17.0;0.0;-0.3;-999.0;302.0;-0.2
Microwave (wanted);HARDING LAKE;50;X_1019160;AF 197439;1;8425.000000;-94;H;FT GREELY;91;AR 210707;AK;8130.658000;-208.95;V;0.00;0.00;0.0;IRF MASK;1.0;18.30;1350.00;0.00;0.00;58.00;131.55;68.00;30000.00;0.00;40.80;121.98;67.00;76816.55;190.05;168.0;17.0;0.0;-0.3;-999.0;302.0;-0.2
Microwave (wanted);HARDING LAKE;50;X_1019160;AF 197439;1;8425.000000;-94;H;FT GREELY;92;AR 220317;AK;8287.250000;-217.02;V;0.00;0.00;0.0;IRF MASK;1.0;10.62;230.00;0.00;0.00;57.00;131.55;67.00;30000.00;0.00;40.80;121.98;67.00;76816.55;190.43;168.0;17.0;0.0;-0.3;-999.0;302.0;-0.2
Microwave (wanted);HARDING LAKE;50;X_1019160;AF 197439;1;8425.000000;-94;H;FT GREELY;93;AR 170800;AK;8293.168000;-202.31;V;0.00;0.00;0.0;IRF MASK;1.0;25.34;859.48;0.00;0.00;57.00;80.17;67.00;30000.00;0.00;40.80;121.98;67.00;76816.55;190.45;222.0;11.0;0.0;-0.3;-999.0;302.0;-0.2
Microwave (wanted);HARDING LAKE;50;X_1019160;AF 197439;1;8425.000000;-94;H;FT GREELY;94;AR 170798;AK;8294.177000;-204.97;V;0.00;0.00;0.0;IRF MASK;1.0;22.68;738.49;0.00;0.00;57.00;80.17;67.00;30000.00;0.00;40.80;121.98;67.00;76816.55;190.45;222.0;11.0;0.0;-0.3;-999.0;302.0;-0.2
Microwave (wanted);HARDING LAKE;50;X_1019160;AF 197439;1;8425.000000;-94;H;CLEAR;95;AF 210304;AK;8319.123000;-197.69;V;0.00;0.00;0.0;IRF MASK;1.4;20.94;4940.00;0.00;0.00;58.00;86.25;68.00;30000.00;0.00;40.80;102.08;66.58;108768.84;181.42;164.0;17.0;0.0;-0.3;-999.0;77.9;-0.2
Microwave (wanted);HARDING LAKE;50;X_1019160;AF 197439;1;8425.000000;-94;H;CLEAR;96;AF 210302;AK;8323.000000;-200.66;V;0.00;0.00;0.0;IRF MASK;1.4;17.86;968.47;0.00;0.00;58.00;85.80;68.00;30000.00;0.00;40.80;101.60;66.56;108415.24;181.32;164.0;17.0;0.0;-0.3;-999.0;78.4;-0.2
Microwave (wanted);HARDING LAKE;50;X_1019160;AF 197439;1;8425.000000;-94;H;CLEAR;97;AF 210305;AK;8328.250000;-194.77;V;0.00;0.00;0.0;IRF MASK;1.4;23.88;1940.00;0.00;0.00;58.00;86.25;68.00;30000.00;0.00;40.80;102.08;66.58;108768.84;181.44;164.0;17.0;0.0;-0.3;-999.0;77.9;-0.2
Microwave (wanted);HARDING LAKE;50;X_1019160;AF 197439;1;8425.000000;-94;H;FT GREELY;98;AR 190738;AK;8330.854000;-198.20;V;0.00;0.00;0.0;IRF MASK;1.0;29.54;2260.00;0.00;0.00;58.00;131.55;68.00;30000.00;0.00;40.80;121.98;67.00;76816.55;190.54;168.0;17.0;0.0;-0.3;-999.0;302.0;-0.2
Microwave (wanted);HARDING LAKE;50;X_1019160;AF 197439;1;8425.000000;-94;H;FT GREELY;99;AR 220302;AK;8066.000000;-208.78;V;0.00;0.00;0.0;IRF MASK;1.0;18.31;2700.00;0.00;0.00;57.00;80.17;67.00;30000.00;0.00;40.80;121.98;67.00;76816.55;189.89;222.0;11.0;0.0;-0.3;-999.0;302.0;-0.2
Microwave (wanted);HARDING LAKE;50;X_1019160;AF 197439;1;8425.000000;-94;H;FT GREELY;100;AR 220316;AK;8072.000000;-208.79;V;0.00;0.00;0.0;IRF MASK;1.0;18.31;2700.00;0.00;0.00;57.00;80.17;67.00;30000.00;0.00;40.80;121.98;67.00;76816.55;189.91;222.0;11.0;0.0;-0.3;-999.0;302.0;-0.2
Microwave (wanted);HARDING LAKE;50;X_1019160;AF 197439;1;8425.000000;-94;H;FT GREELY;101;AR 220305;AK;8075.000000;-208.80;V;0.00;0.00;0.0;IRF MASK;1.0;18.31;2700.00;0.00;0.00;57.00;80.17;67.00;30000.00;0.00;40.80;121.98;67.00;76816.55;189.91;222.0;11.0;0.0;-0.3;-999.0;302.0;-0.2
Microwave (wanted);HARDING LAKE;50;X_1019160;AF 197439;1;8425.000000;-94;H;FT GREELY;102;AR 210726;AK;8099.400000;-205.86;V;0.00;0.00;0.0;IRF MASK;1.0;21.31;2700.00;0.00;0.00;58.00;131.55;68.00;30000.00;0.00;40.80;121.98;67.00;76816.55;189.97;168.0;17.0;0.0;-0.3;-999.0;302.0;-0.2
Microwave (wanted);HARDING LAKE;50;X_1019160;AF 197439;1;8425.000000;-94;H;FT GREELY;103;AR 210704;AK;8117.800000;-205.91;V;0.00;0.00;0.0;IRF MASK;1.0;21.31;2700.00;0.00;0.00;58.00;131.55;68.00;30000.00;0.00;40.80;121.98;67.00;76816.55;190.02;168.0;17.0;0.0;-0.3;-999.0;302.0;-0.2
Microwave (wanted);HARDING LAKE;50;X_1019160;AF 197439;1;8425.000000;-94;H;FT GREELY;104;AR 220300;AK;8121.632000;-211.37;V;0.00;0.00;0.0;IRF MASK;1.0;15.85;3850.00;0.00;0.00;57.00;80.17;67.00;30000.00;0.00;40.80;121.98;67.00;76816.55;190.03;222.0;11.0;0.0;-0.3;-999.0;302.0;-0.2
Microwave (wanted);HARDING LAKE;50;X_1019160;AF 197439;1;8425.000000;-94;H;FT GREELY;105;AR 210706;AK;8123.800000;-205.92;V;0.00;0.00;0.0;IRF MASK;1.0;21.31;2700.00;0.00;0.00;58.00;131.55;68.00;30000.00;0.00;40.80;121.98;67.00;76816.55;190.03;168.0;17.0;0.0;-0.3;-999.0;302.0;-0.2
Microwave (wanted);HARDING LAKE;50;X_1019160;AF 197439;1;8425.000000;-94;H;FT GREELY;106;AR 190747;AK;8294.396000;-202.11;V;0.00;0.00;0.0;IRF MASK;1.0;25.54;2260.00;0.00;0.00;57.00;131.55;67.00;30000.00;0.00;40.80;121.98;67.00;76816.55;190.45;168.0;17.0;0.0;-0.3;-999.0;302.0;-0.2
Microwave (wanted);HARDING LAKE;50;X_1019160;AF 197439;1;8425.000000;-94;H;FT GREELY;107;AR 200735;AK;8325.676000;-196.85;V;0.00;0.00;0.0;IRF MASK;1.0;30.88;1940.00;0.00;0.00;58.00;131.55;68.00;30000.00;0.00;40.80;121.98;67.00;76816.55;190.53;168.0;17.0;0.0;-0.3;-999.0;302.0;-0.2